## Analysis Summary
PROPOSED WAREHOUSE DEVELOPMENT
LOT 26-SPRINGFIELD PARK,DURBAN
ESTIMATED FINAL CONSTRUCTION COST AT CONTRACT COMPLETION DATE
SUMMARY OF CONSTRUCTION COST
| Construction Cost R | Rate per m2 R | % of Construction Cost %
Primary Elements | 3770576.8567 | 3991.8324 | 77.6%
Special Installations | 73884.1 | 78.2196 | 1.521%
External Works and Services | 474445.478 | 502.2857 | 9.765%
Preliminaries | 323917.98 | 342.93 | 6.667%
Contractor's Fee (see breakdown) | 0 | 0 | 0%
Contingency Allowance | 215945.32 | 228.62 | 4.444%
ESTIMATED CONSTRUCTION COST AS AT SEPTEMBER 2011 | 4858769.7346 | 5143.8877 | 100%
Pre-tender escalation | 108109.9432 | 114.45 | 2.225%
Contract Escalation | 45030.3739 | 47.67 | 0.9268%
Sub-Total | 5011910.0518
VALUE ADDED TAX-14% | 701667.4073 | 742.84 | 14.44%
ESTIMATE OF ESCALATED CONSTRUCTION COST
AT CONTRACT COMPLETION DATE | 5713577.4591 | 6048.85 | 117.6%
CONSTRUCTION AREA : | 944.5729 | m2
PROGRAMME ASSUMPTIONS
* Date of Estimate : | 2011-09-29
* Contract Tender Date : | 2011-12-14
* Contract Completion Date : | 2012-04-30
ESCALATION
* Pre-tender Contract Escalation : | Date of Estimate Index : 157.30
Contract Tender Date Index : 160.8
* Contract Escalation : | Contract Tender Date Index : 429.40
| Contract Completion Date Index : 429.20 |  | 421.9
PRELIMINARIES : | Are calculated as a percentage at 7.5%
CONTINGENCIES : | Are calculated as a percentage at 5%
EXCLUSIONS : | This analysis of construction cost is based on ruling
competitive tender market conditions and excludes
the following :
* Unforseen foundation conditions
* Security system
* Loose furniture and fittings
* Special light fittings
* Authorities' fees and charges
* Costs of acquiring site etc
* Professional Fees
* PABX
* Professional Fees
Springbok Quantity Surveyors
AS 2/2

## Elemental Estimate
PROPOSED WAREHOUSE DEVELOPMENT
LOT 26-SPRINGFIELD PARK,DURBAN
ELEMENTAL ESTIMATE OF CONSTRUCTION COST
CODE | DESCRIPTION | COST R | QUANTITY | UNIT | COST PER UNIT R | COST PER m2 R | COST %
1 | PRIMARY ELEMENTS | 3770576.8567 | 944.5729 | m2 | 3991.8324 | 3991.8324 | 77.6%
100 | Foundations | 112555.6947 | 944.5729 | m2 | 119.1604 | 119.1604 | 2.317%
101 | Ground Floor Construction | 826879.07 | 944.5729 | m2 | 875.3999 | 875.3999 | 17.02%
102 | Structural frame | 1100556.4635 | 668 | m2 | 1647.5396 | 1165.1366 | 22.65%
103 | Independent structural components | 44425.784 | 668.63 | m2 | 66.443 | 47.0327 | 0.9143%
104 | External envelope | 223427.2523 | 646.3204 | m2 | 345.69 | 236.5378 | 5.926%
105 | Roofs | 580692.6899 | 777.72 | m2 | 746.66 | 614.7674 | 11.95%
106 | Internal Divisions | 40120.5 | 170.085 | m2 | 235.885 | 42.4748 | 0.8257%
107 | Partitions | 39777.6 | 43.983 | m2 | 904.39 | 42.1117 | 0.8187%
108 | Floor Finishes | 53035.245 | 944.57 | m2 | 56.15 | 56.1473 | 1.092%
109 | Internal Wall Finishes | 57321.7373 | 494.9826 | m2 | 115.81 | 60.6853 | 1.18%
110 | Ceilings and Soffits | 30675.52 | 376.84 | m2 | 81.4 | 32.4755 | 0.6313%
111 | Fittings | 15577.5 | 69.68 | m2 | 223.56 | 16.4916 | 0.3206%
112 | Electrical Installation | 520520 | 845 | m2 | 616 | 551.0638 | 10.71%
113 | Internal Plumbing | 71006.8 | 14 | No | 5071.91 | 75.1734 | 1.461%
114 | Fire Services | 43280 | 10 | No | 4328 | 45.8196 | 0.8908%
115 | Balustrading, etc | 10725 | 15 | m | 715 | 11.3543 | 0.2207%
2 | SPECIAL INSTALLATIONS | 73884.1 | 944.5729 | m2 | 78.2196 | 78.2196 | 1.521%
206 | Air conditioning | 36011.6 | 45.7 | m2 | 788 | 38.1247 | 0.7412%
207 | Ventilation | 25072.5 | 33.43 | m2 | 750 | 26.5437 | 0.516%
217 | Security Systems | 11400 | 945 | m2 | 12.0635 | 12.0689 | 0.2346%
220 | Signage | 1400 | 945 | m2 | 1.4815 | 1.4822 | 0.02881%
EA 1/2
PROPOSED WAREHOUSE DEVELOPMENT
LOT 26-SPRIGFIELD PARK,DURBAN
ELEMENTAL ESTIMATE OF CONSTRUCTION COST (cont'd)
CODE | DESCRIPTION | COST R | QUANTITY | UNIT | COST PER UNIT R | COST PER M2 R | COST %
3 | ALTERATIONS | 0 | - |  | - | - | -
4 | EXTERNAL WORKS AND SERVICES | 474445.478 | 944.5729 | m2 | 502.2857 | 502.2857 | 9.765%
400 | Soil Drainage | 37170.724 | 42.5 | m | 874.6053 | 39.3519 | 0.765%
402 | Stormwater Drainage | 14107.2 | 52.5 | m | 268.7086 | 14.935 | 0.2903%
403 | Water Supplies | 2971.38 | 40 | m | 74.2845 | 3.1457 | 0.06115%
404 | Fire Services | 63375 | 845 | m | 75 | 67.0938 | 1.304%
405 | External electrical installations | 7582.5 | 26.5 | m | 286.1321 | 8.0274 | 0.1561%
406 | Connection Fees. Etc | 100000 | 4 | No | 25000 | 105.8679 | 2.058%
408 | Site Clearance | 2428 | 1214 | m2 | 2 | 2.5705 | 0.04997%
409 | Bulk Earthworks | 65100 | 2870 | m3 | 22.6829 | 68.92 | 1.34%
410 | Boundary, Screen and retaining walls | 62400 | 156 | m2 | 400 | 66.0616 | 1.284%
411 | Fencing and Gates | 57800 | 31 | m | 1864.5161 | 61.1917 | 1.19%
412 | Roads, Pavings | 44246.61 | 180 | m2 | 245.8145 | 46.843 | 0.9107%
415 | Minor Construction Work | 5264.064 | 10.9668 | m2 | 480 | 5.573 | 0.1083%
418 | Garden Works | 12000 |  | m2 | 0 | 12.7042 | 0.247%
5 | TRAINING | 0 | 0 |  | 0 | 0 | -
6 | PRELIMINARIES (7.5%) | 323917.98 | 944.5729 | m2 | 342.93 | 342.93 | 6.667%
7 | CONTRACTOR'S FEE(See breakdown) | 0 | 944.5729 | m2 | 0 | 0 | 0%
8 | CONTINGENCY ALLOWANCES (5%) | 215945.32 | 944.5729 | % | 228.62 | 228.62 | 4.444%
ANALYSIS OF COMPLETED CONSTRUCTION COST (EXCLUDING VAT) (September 2011) |  | 4858769.7346 | 944.5729 | m2 | 5143.88 | 5143.88 | 100%
9 | ESCALATION | 153140.3172 | 944.5729 | m2 | 162.13 | 162.13 | 3.152%
900 | Pre- tender escalation | 108109.9432 | 944.5729 | m2 | 114.45 | 114.45 | 2.225%
901 | Contract escalation | 45030.3739 | 944.5729 | m2 | 47.67 | 47.67 | 0.9268%
10 | Value added Tax (VAT-14%) | 701667.4073 | 944.5729 | m2 | 742.84 | 742.84 | 14.44%
ESTIMATED FINAL CONTRACT PRICE INCLUSIVE OF VAT (Based on Dec 2011 tender and April 2012 Completion) |  | 5713577.4591 | 944.5729 | m2 | 6048.85 | 6048.85 | 117.6%
EA 2/2

## Analysis Details
PROPOSED WAREHOUSE DEVELOPMENT
LOT 26-SPRIGFIELD PARK,DURBAN
Details of Elements and Components |  | CONSTRUCTION AREA = | 944.5729 | m2
Details of Element and Component
Element | Component | Description | Unit | Quantity | Cost Per Unit R | Cost R | Element Rate R | Cost %
100: Foundations |  |  | m2 | 944.5729 | 119.1604 | 112555.6947 | 119.1604 | 2.317%
| 100.10 Unreinforced strip footings | Unreinforced strip footings of 25 Mpa concrete size 500 x 450 in trenches total 300mm deep for external footings | m | 24.25 | 185.7 | 4503.225
| 100.30 Straps and foundation beams | Reinforced Foundation beams size 500 x 450mm in trenches total 300mm deep for external beams | m | 70.02 | 440.7 | 30857.814
|  | Reinforced Foundation beams size 1700 x 450mm in trenches total 300mm deep for external beams | m | 23.97 | 1324.5 | 31748.265
| 100.40 Columns, column bases and pile caps | Reinforced Column of 25MPa base Type A size 1200 x 1200 x 450mm deep in trenches 300mm for external bases | No | 11 | 1196.69 | 13163.59
|  | Reinforced Column of 25MPa base Type B size 1500 x 1500 x 450mm deep in trences 300mm for external and internal bases | No | 6 | 1925.8 | 11554.8
|  | Reinforced Column of 25MPa base Type C size 1500 x 750 x 450mm deep in trences 300mm for external bases | No | 1 | 967.5 | 967.5
| 100.60 Brick and Block walls | One block wall of hollow concrete blocks crossbonded in Class 2 mortar with brickforce every 2nd course. 2850mm high to underside of raised platform level. | m | 23.53 | 727.9 | 17127.487
| 100.80 Rock, etc excavation | Extra over for removal of rocks and all other obstructions below ground level | m3 | 3.878 | 34.3 | 133.0137
| 100.90 Sundries | Allow for keeping all excavate site free from water by pumping or otherwise | m2 | 1 | 2500 | 2500
Details of Element and Component
Element | Component | Description | Unit | Quantity | Cost Per Unit R | Cost R | Element Rate R | Cost %
101: Ground Floor |  |  | m2 | 944.5729 | 875.3999 | 826879.07 | 875.4 | 17.02%
Construction
| 101.10 Solid Floors | 150mm thick Solid ground floor slab of 25 Mpa concrete with Ref 193 mesh reinforcing, 250 Micron Gunplas green DPM and on subgrade compacted to 95% modaashto.Placed on 50mm thick river sand bed . | m2 | 666.8917 | 1239.9 | 826879.07
| 101.20 Suspended floors | 150 mm thick 25MPa reinforced suspended floor slab with formwork to sides and soffit | m2 | 0 | 1358.5 | 0
Details of Element and Component
Element | Component | Description | Unit | Quantity | Cost Per Unit R | Cost R | Element Rate R | Cost %
102: Structural |  |  | m2 | 668 | 1647.5396 | 1100556.4635 | 1647.5396 | 22.65%
Frame
| 102.10 Slabs | 25MPa Reinforced concrete slab (250mm thick) including rough formwork, and reinforcing (120kg/m2) | m2 | 172.511 | 5458 | 941565.038
| 102.20 Ramps | 25MPa reinforced concrete ramp including reinforcing and formwork | m2 | 27 | 991 | 26757
| 102.3 Staircases | 25MPa reinforced concrete stairs comprising two in-line flights each 1100mm wide, one landing 2200mm wide, overall rise 2856mm high, including 110kg/m3 and rough formwork | m2 | 6.82 | 3076 | 20978.32
| 102.4 Columns supporting slabs | 30MPa reinforced concrete columns (440x440mm) including formwork, reinforcing and rub down and paint | m | 14.125 | 1975.456 | 27903.316
| 102.5 Beams | 250x600 25MPa RC beams including 160kg/m3 reinforcing and formwork | m | 33.4 | 2495.5925 | 83352.7895
103: Independent Structural |  |  | m2 | 668.63 | 66.443 | 44425.784 | 66.443 | 0.0091434
Componens
| 103.4 Independent columns | 30MPa reinforced concrete columns (220x220mm) including formwork, reinforcing and rub down and paint | m2 | 26 | 1708.684 | 44425.784
104: External |  |  | m2 | 646.3204 | 345.69 | 223427.2523 | 236.54 | 5.926%
Envelope
| 104.10 Brick and Block Walls | One brick wall of Corobik NFP common hard burned bricks with crimp galvanised brick reinforcing every 4th courses in a class ii mortar of 5:1 | m2 | 155.155 | 156.9 | 24343.82
|  | Extra over NFP brick for Terracotta Facebrick built in class ii mortar including galvanised brick reinforcement every 4th course | m2 | 491.1654 | 221.9 | 108989.6023
|  | Extra over NFP brick for Cement grille blocks | m2 | 27.8 | 280 | 7784
| 104.50 External Finishes | 20mm Thick cement and sand (1:3) plain face plaster to walls complete with one coat sealer, one undercoat and two finishing coats of external grade weather proofing emulsion paint to plastered wall surfaces | m2 | 155.155 | 102 | 15825.81
| 104.60 Windows | Galvanised hot dipped small pane residential section window incl. 4mm clear sheet glass, fibre cement cill externally set raking and projecting slightly, plaster and paint to reveals internally, incl precast concrete lintols over opening, dpc, etc | m2 | 37.2524 | 378 | 14081.41
|  | Galvanised hot dipped small pane residential section window incl. 4mm obscure glass, fibre cement cill externally set raking and projecting slightly, plaster and paint to reveals internally, incl precast concrete lintols over opening, dpc, etc | m2 | 0.969 | 378 | 366.28
| 104.80 Doors | 813 x 2300mm high aluminium pivot entrance door including ironmongery | No | 1 | 1058.532 | 1058.53
|  | Class B firedoor 877 x 2064mm high incl 1.6mm galvanised mild steel frame with 25mm rebate all round and 1 pair of wrap around steel hinges for 220mm brick wall and preparing frame for door closer and lock. | No | 4 | 3694.2 | 14776.8
| 104.90 Special Doors | Roll-up Serranda GMS chain operated 75 x 0.6mm thick slatted curtain roller shutter primed and painted for opening 4500 x 5000mm high | No | 2 | 16628 | 33256
|  | 900 x 2100mm high galvanised mild steel single meter room door complete with door frame incl bow handles, barrel bolts, latches, etc. | No | 1 | 2945 | 2945
Details of Element and Component
Element | Component | Description | Unit | Quantity | Cost Per Unit R | Cost R | Element Rate R | Cost %
105: Roof |  |  | m2 | 777.72 | 746.66 | 580692.6899 | 614.77 | 11.95%
| 105.10 Construction | Structural steel portal frame including connection plates, base plates, purlins, etc including paintwork (Allowance of 23kg's per m2) | t | 17.8876 | 18700.25 | 334501.8439
| 105.15 Coverings | Roof covering of concrete roof tiles at 17.5 degree pitch fixed to 38 X 38mm sawn softwood battens (Area on slope) | m2 | 1337.848 | 96.8 | 129503.69
| 105.2 Roof, lantern and southlights | 1,25mm Thick IBR D.686 Flekspan (narrow flute out) profile tinted white (Opal 50) colour, code P101 polycarbonate translucent side cladding fixed at a pitch exceeding 10° and fastened to supports through each crown of the profile and side stitched to adjacent sheet not exceeding 500mm with minimum 150mm sealed end laps to rails at approximately 1500mm centres | m2 | 66.8924 | 140 | 9364.936
| 105.25 Waterproofing | Waterproofing membrane of 250 micron "Gunplas U.T" white grade 1 polyethylene sheeting with 150mm laps. | m2 | 0 | 0 | 0
| 105.30 Insulation | 50mm Thick Mineral fibreglass blanket insulation cut and fitted between trusses (internal area measured on flat) | m2 | 1337.848 | 57 | 76257.34
| 105.40 Eaves | Open eaves 500mm extreme projection, exposed timbers having 1 coat primer and 2 coats emulsion paint; 100mm fibre cement half-round gutters painted externally with 1 coat primer and 2 coats emulsion paint | m | 93.6 | 140 | 13104
| 105.45 Verges | Open verges 150mm extreme projection, exposed timbers having 1 coat primer and 2 coats emulsion paint; fibre reinforced flat bargeboard painted with 1 coat primer and 2 coats emulsion paint | m | 58.4 | 90 | 5256
| 105.50 Accessories and flashings | Stepped fibreglass flashing dressed over roof covering and tucked into groove in walling, 600mm girth | m | 102.55 | 32.5 | 3332.88
| 105.55 Downpipes | 76mm Diameter fibre reinforced cement rainwater downpipe incl swanneck, offsets, shoes, etc, painted externally with 1 coat primer and 2 coats emulsion paint | m | 42.6 | 220 | 9372
Details of Element and Component
Element | Component | Description | Unit | Quantity | Cost Per Unit R | Cost R | Element Rate R | Cost %
106: Internal Divisions |  |  | m2 | 170.085 | 235.885 | 40120.5 | 42.47 | 0.8257%
| 106.10 Brick and Block walls | Half brick wall of engineering hardburned bricks bedded and jointed in cement and sand (1:3) mortar laid in Stretcher bond complete with 'Exmet' wall reinforcement at every 4th course | m2 | 144.03 | 174.72 | 25164.92
| 106.30 Borrowed Lights | Galvanised hot dipped small pane residential section window incl. 4mm clear sheet glass, fibre cement cill externally set raking and projecting slightly, plaster and paint to reveals internally, incl precast concrete lintols over opening, dpc, etc | m2 | 11 | 124.52 | 1369.72
| 106.40 Doors | 44mm semi-solid flush timber door, size 813X2032mm with hot dipped galvanised pressed metal jamb linings for 115mm wall with 100x70mm PC lintol over; one coat primer; and two coats PVA emulsion paint to door and frame. Ironmongery incl. 2-lever lockset and CP handles | No | 11 | 1235.078 | 13585.86
Details of Element and Component
Element | Component | Description | Unit | Quantity | Cost Per Unit R | Cost R | Element Rate R | Cost %
107: Partitions |  |  | m2 | 43.983 | 904.39 | 39777.6 | 42.11 | -
| 107 Drywall Partition | 75mm Thick Drywall Partition, primed & painted as per Architecs details | m2 | 43.983 | 847 | 37253.6
| 107.1 Extra Over for doors to Drywall Partitions |  | No | 2 | 1262 | 2524
Details of Element and Component
Element | Component | Description | Unit | Quantity | Cost Per Unit R | Cost R | Element Rate R | Cost %
108: Floor Finishes |  |  | m2 | 944.57 | 56.15 | 53035.245 | 56.15 | 1.092%
| 108.10 Applied floor finishes | White Vinyl tiles 400 x 400 mm fixed with adhesive on 4:1 cement screed | m2 | 73.2982 | 216 | 15832.42
|  | 500 X 500X 2mm Thick Marley carpet tiles fixed with adhesive on and including 30mm thick cement screed | m2 | 140.9221 | 205 | 28889.03
|  | Powerfloated concrete done by CLF(Concrete laser flooring) | m2 | 580.7551 | 12 | 6969.06
| 108.20 Stairs and ramp finishes | 500 X 500X 2mm Thick Marley carpet tiles fixed with adhesive on and including 30mm thick cement screed | m2 | 11.375 | 65 | 739.375
| 108.30 Skirtings, etc | 19 X 75mm High wrot Meranti skirting finished with 2 coats varnish | m | 21.62 | 28 | 605.36
Details of Element and Component
Element | Component | Description | Unit | Quantity | Cost Per Unit R | Cost R | Element Rate R | Cost %
109: Internal wall |  |  | m2 | 494.9826 | 115.81 | 57321.7373 | 115.8056 | 1.18%
finishes
| 109.10 Finishes | 2 Coats plaster, 1 undercoat and 2 coats interior PVA paint to walls | m2 | 276.216 | 68.65 | 18962.23
|  | 1 undercoat and 2 coats interior PVA paint to partition walls | m2 | 28.539 | 23 | 656.397
|  | White glazed wall tiles fixed with adhesive to plastered walls | m2 | 190.2276 | 198.2 | 37703.1103
Details of Element and Component
Element | Component | Description | Unit | Quantity | Cost Per Unit R | Cost R | Element Rate R | Cost %
110: Ceilings and |  |  | m2 | 376.84 | 81.4 | 30675.52 | 32.48 | 0.6313%
Soffits
| 110.10 Slab soffit finishes | 1 Coats skimming plaster, 1 undercoat and 2 coats interior PVA paint to slab soffitt incl stairs and landing soffitt | m2 | 162.6 | 74
| 110.30 Suspended ceilings | 600 x 600 x 12.5mm Gypsum Rhinoboard ceiling on galvanised suspended angles and cross tee's , and 1 undercoat and 2 coats interior PVA paint to ceiling board | m2 | 162.6 | 175 | 28455
| 110.50 Cornices, etc | 75mm Coved gypsum cornice | m2 | 51.64 | 43 | 2220.52
Details of Element and Component
Element | Component | Description | Unit | Quantity | Cost Per Unit Rands | Cost Rands | Element Rate Rands | Cost %
111: Fittings |  |  | m2 | 69.68 | 223.56 | 15577.5 | 223.5577 | 0.3206%
| 111.20 Built-in lockers | timber built in lockers to change rooms | m | 6 | 1500 | 9000
| 111.30 Kitchen floor units | 900mm High melamine faced and edged kitchen floor units, incl ironmongery | m | 4.5 | 949 | 4270.5
| 111.40 Kitchen wall units | 600mm high melamine faced and edged kitchen wall units, including ironmongery | m | 3 | 769 | 2307
Details of Element and Component
Element | Component | Description | Unit | Quantity | Cost Per Unit Rands | Cost Rands | Element Rate Rands | Cost %
112: Electrical |  |  | m2 | 845 | 616 | 520520 | 845 | 0%
Installation
| 112.10 Installation | Installation of standard domestic lighting and power circuits with sheet metal distribution board etc | m2 | 845 | 560 | 473200
| 112.30 Builders work | Builders work incl. profit and attendance on specialist contractor | m2 | 845 | 56 | 47320
Details of Element and Component
Element | Component | Description | Unit | Quantity | Cost Per Unit R | Cost R | Element Rate R | Cost %
113: Internal |  |  | No | 14 | 5071.91 | 71006.8 | 75.17 | 1.461%
Plumbing
| 113.05 Sanitary Fittings | Standard wash hand basin size 455 X 290mm on concealed brackets fixed to wall (colour white), complete with 2 taps, waste unions, trap etc | No | 5 | 3513.6 | 17568
|  | Standard WC Suite (white) comprising pan and low level cistern with double flap seat | No | 5 | 2544 | 12720
|  | Acrylic bath tub size 1700 X 700mm complete with 2 taps, waste union, and trap etc | No | 2 | 3635.4 | 7270.8
|  | Mewa stainless steel deluxe model kitchen sink top size 1000 X 600mm | No | 2 | 3930 | 7860
| 113.10 Sanitary fitting sundries | White glazed ceramic single soap dish | No | 3 | 136 | 408
|  | White glazed ceramic semi-recessed toilet paper holder | No | 5 | 136 | 680
|  | Halcast 20mm diameter chrome plated towel rail 600mm long | No | 4 | 200 | 800
|  | 6mm silver backed mirror size 450 X 600mm with bevelled and polished edges and CP caps to screw heads | No | 5 | 250 | 1250
|  | Masterbilt medicine cabinet size 300 X 450mm | No | 4 | 1500 | 6000
| 113.15 Sanitary plumbing | Soil waste and vent pipes to fittings | No | 4 | 1500 | 6000
| 113.25 Cold water supplies | Cold Water supplies incl copper pipes, capillary fittings etc | No | 4 | 850 | 3400
| 113.35 Hot water supplies | Hot water supplies incl copper pipes, capillary fittings etc | No | 3 | 850 | 2550
| 113.40 Geysers | Kwikot 250L hot water cylinder, 300Kpa, 4 KW incl tray fixed on top of roofing members | No | 1 | 4500 | 4500
Details of Element and Component
Element | Component | Description | Unit | Quantity | Cost Per Unit R | Cost R | Element Rate R | Cost %
114: Fire Services |  |  | No. | 10 | 4328 | 43280 | 45.82 | 0%
| 114.3 Extinguishers | Manual Extinguishers | No | 8 | 4640 | 37120
| 114.4 Fire Hose Reels |  | No | 2 | 3080 | 6160
Details of Element and Component
Element | Component | Description | Unit | Quantity | Cost Per Unit R | Cost R | Element Rate R | Cost %
115: Bulstrading |  |  | m | 15 | 715 | 10725 | 11.35 | 4.05%
| 115.30 Steel Balustrading | 1000mm High Wecrolock | m | 15 | 715 | 10725
Details of Element and Component
Element | Component | Description | Unit | Quantity | Cost Per Unit R | Cost R | Element Rate R | Cost %
206: Airconditioning |  |  | m2 | 45.7 | 788 | 36011.6 | 38.12 | 67.51%
| 206.10 Air conditioning | Air conditioning with 9000 BTU Carrier air-conditioning units | m2 | 45.7 | 750 | 34275
| 206.20 Builders work | Builders work incl. profit and attendance on specialist contractor | m2 | 45.7 | 38 | 1736.6
Details of Element and Component
Element | Component | Description | Unit | Quantity | Cost Per Unit R | Cost R | Element Rate R | Cost %
207: Ventilation |  |  | m2 | 33.43 | 750 | 25072.5 | 26.54 | 0.6313%
| 207.10 Ventilation | Zincalume Louvres for natural ventilation (5% of warehouse floor area) | m2 | 33.43 | 625 | 20893.75
| 206.20 Builders work | Builders work incl. profit and attendance on specialist contractor | m2 | 33.43 | 125 | 4178.75
Details of Element and Component
Element | Component | Description | Unit | Quantity | Cost Per Unit R | Cost R | Element Rate R | Cost %
209: Special Electrical |  |  | No | 945 | 0 | 0 | 0 | 0.2346%
Installation
| 209.10 Transformers | Transformers | No | 1 | 0 | 0
| 209.20 Emergency Generators | Emergency Generators: | No | 1 | 0 | 0
| 209.30 Uniterputed power supply | Uinterupted Power Supply | No | 1 | 0 | 0
| 209.40 Clean Power supply | Clean Power Supply | No | 1 | 0 | 0
| 209.60 Builders work | Builders work | No | 4 | 0 | 0
Details of Element and Component
Element | Component | Description | Unit | Quantity | Cost Per Unit R | Cost R | Element Rate R | Cost %
217: Security Systems |  |  | m2 | 945 | 12.06 | 11400 | 12.07 | 9.765%
| 217.10 Security Systems | Security installation, 5 CCTV cameras, turnstiles,etc | No | 1 | 9000 | 9000
| 217.20 Builders work | Builders work in accordance with security installation | No | 6 | 400 | 2400
Details of Element and Component
Element | Component | Description | Unit | Quantity | Cost Per Unit R | Cost R | Element Rate R | Cost %
220: Signage |  |  | m2 | 945 | 1.48 | 1400 | 1.48 | 0.04997%
| 220.10 Signage | 15 Directional sigs and 15 safety signs | No | 30 | 30 | 900
| 220.30 Builders work | Builders work in connection with security installation | No | 1 | 500 | 500
Details of Element and Component
Element | Component | Description | Unit | Quantity | Cost Per Unit Rands | Cost Rands | Element Rate Rands | Cost %
400: Soil Drainage |  |  | m | 42.5 | 874.61 | 37170.724 | 39.35 | 0%
| 400.10 Soil drainage pipes | 110mm Class 6 UPVC pipe incl excav n.e. 1m deep, inspection / rodding eyes, gulleys, bends, junctions | m | 42.5 | 154.625 | 6571.5625
| 400.20 Manholes | Brick manhole size 950 X 950mm n.e. 1m deep incl cast Iron covers, benching, walling etc | No | 2 | 10000 | 20000
| 400.30 Sand Oil and grease traps | 3690 x 1750mm Sand oil and grease trap of one brick wall sides with half brick wall chamber dividers 1370mm deep internally including heavy duty cast iron covers etc. | No | 1 | 10599.1615 | 10599.1615
402: Stormwater drainage |  |  | m | 52.5 | 268.71 | 14107.2 | 14.94 | #REF!
| 402.20 Storm water piping | 200mm Diameter Class 34 UPVC pipes, including excavations n.e. 1m deep | m | 52.5 | 223.2 | 11718
| 402.30 Storm water piping | 250mm Diameter Class 75D Concrete pipes, including excavations n.e. 1m deep | m | 6 | 398.2 | 2389.2
| 402.40 Storm water piping | 300mm Diameter Class 75D Concrete pipes, including excavations n.e. 1m deep | m | 0 | 1800 | 0
| 402.50 - 70 Brick S.W. Sumps | 500 x 500mm Brick S.W. Sumps average 600mm deep internally including excavations, etc | No | 5 | 0 | 0
403: Water Supplies |  |  | m | 40 | 74.28 | 2971.38 | 3.15 | 0%
| 403.10 Incoming main | 40mm Diam copper pipe in trench incl all fittings and connections | m | 32 | 60 | 1920
| 403.20 Site reticulation | 22mm Diam copper pipe in trench incl all fittings and connections | m | 26 | 40.4375 | 1051.38
404: Fire services |  |  | m2 | 845 | 75 | 63375 | 67.09 | 0%
| 404.10 Fire Protection | Fire hose reels, fire estinguishers, etc | m2 | 845 | 60 | 50700
| 404.20 Fire signage | External and internal | m2 | 845 | 15 | 12675
405: External electrical installations |  |  | m | 26.5 | 286.13 | 7582.5 | 8.03 | 0%
| 405.10 Incoming main | Mains supply pipe incl all fittings | m | 26.5 | 105 | 2782.5
| 405.40 Floodlighting | Flood lights and installation | no | 8 | 600 | 4800
406: Connection fees, etc |  |  | No | 4 | 25000 | 100000 | 105.87 | 9.765%
| 406.10 Sewer drainage | Fee for soil drainage connection | m2 | 1 | 15000 | 15000
| 406.20 Stormwater drainage | Fee for stormwater drainage connection | m2 | 1 | 5000 | 5000
| 406.30 Water supplies | Fee for water connection | m2 | 1 | 15000 | 15000
| 406.50 External electrical installation | Fee for electrical connection | m2 | 1 | 65000 | 65000
408: Site Clearance |  |  | m2 | 1214 | 2 | 2428 | 2.57 | 0.04997%
| 408.10 Site Clearance | Clear the site of all rubbish, small trees and shrubs n.e. 200mm girth and vegetation before building activities | m2 | 1214 | 2 | 2428
409: Earthworks |  |  | m3 | 2870 | 22.6829 | 65100 | 68.92 | 0.765%
| 409.10 Site Excavation | Cut Bulk excavation | m3 | 1890 | 22 | 41580
| 409.30 Site Filling | Fill Bulk Excavation | m3 | 980 | 24 | 23520
410: Boundary, screen |  |  | m2 | 156 | 400 | 62400 | 66.06 | 1.284%
and retaining walls
| 410.10 Boundary, screen and retaining walls | 6m high 440mm facebrick retaining wall cross bonded in class 2 mortar with brickforce every 2nd course with weep holes in 1.5m centres layed on a 3 x 0.3m reinforced foundation of strength 25MPa | m2 | 156 | 400 | 62400
411: Fencing and Gates |  |  | m | 31 | 1864.52 | 57800 | 61.19 | 1.19%
| 411.10 Fencing | 1.2m High plastic coated wire mesh fencing incl all posts etc | m | 31 | 1650 | 51150
| 411.20 Gates | Wrought Iron double gate size 3200 X 1600mm Incl automatic closing mechanism | No | 1 | 6000 | 6000
|  | Galvanised Mild Steel mesh gate size 900 X 2100mm | No | 1 | 650 | 650
412: Roads, Pavings etc |  |  | m2 | 180 | 245.81 | 44246.61 | 46.84 | 0.9107%
| 412.10 Roads | Tarmacadam paving incl sub-base, preparation and priming of surface | m2 | 180 | 194.5 | 35010
| 412.20 Paving | Tarmacadam paving incl sub-base, preparation and priming of surface | m2 | 64.73 | 117 | 7573.41
| 412.30 Kerbs | Figure 3 Precast concrete kerbing bedded in concrete | m2 | 12 | 138.6 | 1663.2
415: Minor Construction Work |  |  | m2 | 10.9668 | 480 | 5264.064 | 5.57 | 0%
| 415.10 Bin Area | Contingent sum for construction of bin area | m2 | 10.9668 | 480 | 5264.064
418: Garden Works |  |  | ITEM | 1 | 12000 | 12000 | 12.7 | 6.667%
| 415.10 Landscaping | Lump Sum for landscaping | ITEM | 1 | 12000 | 12000

## Component Cost Breakdown
PROPOSED WAREHOUSE DEVELOPMENT
LOT 26-SPRINGFIELD PARK,DURBAN
ELEMENTAL COST BREAKDOWN
REF | ELEMENTS | No | Length | Width | Depth | Total | Rate | Unit | Unit Rate
|  | a | b | c | d | e = a*b*c*d | r
100 | FOUNDATIONS
100.10 | Unreinforced strip footings of 25 Mpa concrete size 500 x 450 in trenches total 300mm deep for external footings | [6 empty] | m | 185.7
| * Excavate in earth ne 2m deep for strip footings | 1 | 1 | 0.5 | 0.3 | 0.15 | 45 | m3 | 6.75
| * concrete 25MPa | 1 | 1 | 0.5 | 0.3 | 0.15 | 815 | m3 | 122.25
| * Blinding layer (1:3:6) | 1 | 1 | 0.5 | 0.05 | 0.03 | 790 | m3 | 23.7
| * cart away surplus material off-site | 1 | 1 | 0.5 | 0.3 | 0.15 | 40 | m3 | 6
|  | 1 | 1 | 0.5 | 0.05 | 0.03 | 40 | m3 | 1.2
| * backfilling | 1 | 1 | 0.5 | 0 | 0 | 60 | m3 | 0
|  | -1 | 1 | 0.5 | 0 | 0 | 60 | m3 | 0
|  | -1 | 1 | 0.5 | 0 | 0 | 60 | m3 | 0
| * risk of collapse to sides of excavations | 2 | 1 | 1 | 0.3 | 0.6 | 8 | m2 | 4.8
| * Working Space ne 500mm deep | 2 | 1 | 1 | 0.3 | 0.6 | 35 | m2 | 21
100.30 | Reinforced Foundation beams size 500 x 450mm in trenches total 300mm deep for external beams | [6 empty] | m | 440.7
| * excavate for trench | 1 | 1 | 0.5 | 0.3 | 0.15 | 45 | m3 | 6.75
| * concrete 25MPa | 1 | 1 | 0.5 | 0.3 | 0.15 | 815 | m3 | 122.25
| * Blinding layer (1:3:6) | 1 | 1 | 0.5 | 0.05 | 0.03 | 790 | m3 | 23.7
| * Cart away surplus material off-site | 1 | 1 | 0.5 | 0.3 | 0.15 | 40 | m3 | 6
|  | 1 | 1 | 0.5 | 0.05 | 0.03 | 40 | m3 | 1.2
| * backfilling | 1 | 1 | 0.5 | 0 | 0 | 60 | m3 | 0
|  | -1 | 1 | 0.5 | 0 | 0 | 60 | m3 | 0
|  | -1 | 1 | 0.5 | 0 | 0 | 60 | m3 | 0
| * risk of collapse to sides of excavations | 2 | 1 | 1 | 0.3 | 0.6 | 8 | m2 | 4.8
| * rod reinforcing | 0.12 | 0.5 | 0.45 | 1 | 0.03 | 8500 | t | 255
| * Working Space ne 500mm deep | 2 | 1 | 1 | 0.3 | 0.6 | 35 | m2 | 21
100.31 | Reinforced Foundation beams size 1700 x 450mm in trenches total 300mm deep for external beams | [6 empty] | m | 1324.5
| * excavate for trench | 1 | 1 | 1.7 | 0.3 | 0.51 | 45 | m3 | 22.95
| * concrete 25MPa | 1 | 1 | 1.7 | 0.3 | 0.51 | 815 | m3 | 415.65
| * Blinding layer (1:3:6) | 1 | 1 | 1.7 | 0.05 | 0.09 | 790 | m3 | 71.1
| * Cart away surplus material off-site | 1 | 1 | 1.7 | 0.3 | 0.51 | 40 | m3 | 20.4
|  | 1 | 1 | 1.7 | 0.05 | 0.09 | 40 | m3 | 3.6
| * backfilling | 1 | 1 | 1.7 | 0 | 0 | 60 | m3 | 0
|  | -1 | 1 | 1.7 | 0 | 0 | 60 | m3 | 0
|  | -1 | 1 | 1.7 | 0 | 0 | 60 | m3 | 0
| * risk of collapse to sides of excavations | 2 | 1 | 1 | 0.3 | 0.6 | 8 | m2 | 4.8
| * Working Space ne 500mm deep | 2 | 1 | 1 | 0.3 | 0.6 | 35 | m2 | 21
| * rod reinforcing | 0.12 | 1.7 | 0.45 | 1 | 0.09 | 8500 | t | 765
100.40 | 25MPa Reinforced concrete Column base Type A size 1200 x 1200 x 450mm deep in trences 300mm for external bases | [6 empty] | No | 1196.69
| * excavate for column base | 1 | 1.2 | 1.2 | 0.3 | 0.43 | 45 | m3 | 19.35
| * concrete 25MPa | 1 | 1.2 | 1.2 | 0.3 | 0.43 | 815 | m3 | 350.45
| * Blinding layer (1:3:6) | 1 | 1.2 | 1.2 | 0.05 | 0.07 | 790 | m3 | 55.3
| * Cart away surplus material off-site | 1 | 1 | 1.2 | 0.3 | 0.36 | 40 | m3 | 14.4
|  | 1 | 1.2 | 1.2 | 0.05 | 0.07 | 40 | m3 | 2.8
| * backfilling | 1 | 1.2 | 1.2 | 0 | 0 | 60 | m3 | 0
|  | -1 | 1 | 1.2 | 0 | 0 | 60 | m3 | 0
|  | -1 | 1 | 1.2 | 0 | 0 | 60 | m3 | 0
| * risk of collapse to sides of base | 4 | 1.2 | 1.2 | 0.3 | 1.73 | 8 | m2 | 13.84
| * Working Space ne 500mm deep | 4 | 1.2 | 1.2 | 0.3 | 1.73 | 35 | m2 | 60.55
| * rod reinforcing | 0.12 | 1.2 | 1.2 | 0.45 | 0.08 | 8500 | t | 680
100.40 | 25MPa Reinforced concrete Column base Type B size 1500 x 1500 x 450mm deep in trences 300mm for external and internal bases | [6 empty] | No | 1925.8
| * excavate for column base | 1 | 1.5 | 1.5 | 0.3 | 0.68 | 45 | m3 | 30.6
| * concrete 25MPa | 1 | 1.5 | 1.5 | 0.3 | 0.68 | 815 | m3 | 554.2
| * Blinding layer (1:3:6) | 1 | 1.5 | 1.5 | 0.05 | 0.11 | 790 | m3 | 86.9
| * Cart away surplus material off-site | 1 | 1.5 | 1.5 | 0.3 | 0.68 | 40 | m3 | 27.2
|  | 1 | 1.5 | 1.5 | 0.05 | 0.11 | 40 | m3 | 4.4
| * backfilling | 1 | 1.5 | 1.5 | 0 | 0 | 60 | m3 | 0
|  | -1 | 1 | 1.5 | 0 | 0 | 60 | m3 | 0
|  | -1 | 1.5 | 1.5 | 0 | 0 | 60 | m3 | 0
| * risk of collapse to sides of excavations | 4 | 1.5 | 1.5 | 0.3 | 2.7 | 40 | m2 | 108
| * Working Space ne 500mm deep | 4 | 1.5 | 1.5 | 0.3 | 2.7 | 35 | m2 | 94.5
| * rod reinforcing | 0.12 | 1.5 | 1.5 | 0.45 | 0.12 | 8500 | t | 1020
100.40 | 25MPa Reinforced Column base Type C size 1500 x 750 x 450mm deep in trences 300mm for external bases | [6 empty] | No | 967.5
| * excavate for trench | 1 | 1 | 1.7 | 0.3 | 0.51 | 45 | m3 | 22.95
| * concrete 25MPa | 1 | 1 | 1.7 | 0.3 | 0.51 | 815 | m3 | 415.65
| * Blinding layer (1:3:6) | 1 | 1 | 1.7 | 0.05 | 0.09 | 790 | m3 | 71.1
| * Cart away surplus material off-site | 1 | 1 | 1.7 | 0.3 | 0.51 | 40 | m3 | 20.4
|  | 1 | 1 | 1.7 | 0.05 | 0.09 | 40 | m3 | 3.6
| * backfilling | 1 | 1 | 1.7 | 1 | 1.7 | 60 | m3 | 102
|  | -1 | 1 | 1.7 | 1 | -1.7 | 60 | m3 | -102
|  | -1 | 1 | 1.7 | 1 | -1.7 | 60 | m3 | -102
| * risk of collapse to sides of excavations | 2 | 1 | 1 | 0.3 | 0.6 | 8 | m2 | 4.8
| * Working Space ne 500mm deep | 2 | 1 | 1 | 0.3 | 0.6 | 35 | m2 | 21
| * rod reinforcing | 0.12 | 1.5 | 0.75 | 0.45 | 0.06 | 8500 | t | 510
100.60 | One block wall of hollow concrete blocks crossbonded in Class 2 mortar with brickforce every 2nd course. 2850mm high to underside of raised platform level. | [6 empty] | m | 727.9
| * 220 mm thick block | 1 | 1 | 1 | 2.85 | 2.85 | 180 | m2 | 513
| * carting away surplus material off-site | 1 | 1 | 0.345 | 1 | 0.35 | 40 | m3 | 14
| * dpc 345mm wide | 1 | 1 | 1 | 1 | 1 | 5 | m | 5
| * backfilling | -1 | 1 | 0.345 | 1 | -0.35 | 60 | m3 | -21
| * 150mm wide brickforce | 3 | 1 | 1 | 1 | 3 | 2.3 | m | 6.9
| * e.o.o.b for facings | 1 | 1 | 1 | 1 | 1 | 210 | m2 | 210
| * Heavy duty plastic DPC (see detail) | 1 | 1 | 1 | 2.85 | 2.85 | 7 | m2
100.80 | Extra over for Rock in excavation | [6 empty] | m3 | 34.3
| * extra cost over ordinary excavations for hard rock | 1 | 1 | 0.61 | 0.8 | 0.49 | 70 | m3 | 34.3
100.90 | Keep excavations free of water | [6 empty] | m2 | 2500
| * Item | 1 | 1 | 1 | 1 | 1 | 2500 | Item | 2500
REF | ELEMENTS | No | Length | Width | Depth | Total | Rate | Unit | Unit Rate
|  | a | b | c | d | e = a*b*c*d | r
101 | GROUND FLOOR CONSTRUCTION
101.10 | 150mm thick 25 Mpa reinforced concreteSurface bed with Ref 193 mesh reinforcing, 250 Micron Gunplas green DPM and on subgrade compacted to 95%modaashto.Placed on 50mm thick river sand bed . | [6 empty] | m2 | 1239.9
| * Rip & recompact @ 95% Mod AASHTO | 1 | 1 | 1 | 0.25 | 0.25 | 7 | m3 | 1.75
| * 25MPa concrete surface bed | 1 | 1 | 1 | 0.15 | 0.15 | 830 | m3 | 124.5
| * Ref 193 mesh reinforcement | 1 | 1 | 1 | 1 | 1 | 19 | m2 | 19
| * dpm | 1 | 1 | 1 | 1 | 1 | 5 | m2 | 5
| * 250mm G7 recompacted @95% Mod AASHTO | 1 | 1 | 1 | 1 | 0.25 | 130 | m3 | 32.5
| * 250mm G5 recompacted @98% Mod AASHTO | 1 | 1 | 1 | 1 | 0.25 | 215 | m3 | 53.75
| * Mod AASHTO Density test | 5 | 1 | 1 | 1 | 5 | 190 | No | 950
| * Soil Poisoning | 3 | 1 | 1 | 1 | 3 | 5 | m2 | 15
| * Powerfloat finish | 1 | 1 | 1 | 1 | 1 | 12 | m2 | 12
| * "SIKA" Anti dusting compound to surface bed | 1 | 1 | 1 | 1 | 1 | 4 | m2 | 4
| * 3 x 25mm Saw cut joints | 0.8 | 1 | 1 | 1 | 0.8 | 12 | m | 9.6
| * Polysulphide filler in saw cut joints | 0.8 | 1 | 1 | 1 | 0.8 | 16 | m | 12.8
101.20 | 150 mm thick 25MPa reinforced suspended floor slab with formwork to sides and soffit | [6 empty] | m2 | 1358.5
| * 25MPa concrete slab | 1 | 1 | 1 | 0.15 | 0.15 | 910 | m3 | 136.5
| * formwork to soffit of slab | 1 | 1 | 1 | 1 | 1 | 120 | m2 | 120
| * formwork to edges not exceeding 300mm wide | 1 | 1 | 1 | 1 | 1 | 70 | m | 70
| * rod reinforcing | 1 | 0.12 | 1 | 1 | 0.12 | 8500 | m2 | 1020
| * Powerfloat finish | 1 | 1 | 1 | 1 | 1 | 12 | m2 | 12
REF | ELEMENTS | No | Length | Width | Depth | Total | Rate | Unit | Unit Rate
|  | a | b | c | d | e = a*b*c*d | r
102 | STRUCTURAL FRAME
102.1 | 25MPa Reinforced concrete slab (250mm thick) including rough formwork, and reinforcing (120kg/m2) | [6 empty] | m2 | 5458
| * 25MPa concrete slab | 1 | 1 | 1 | 0.25 | 0.25 | 880 | m3 | 220
| * formwork to soffit of slab | 1 | 1 | 1 | 1 | 1 | 120 | m2 | 120
| * formwork to edges not exceeding 300mm wide | 53.4 | 1 | 1 | 1 | 53.4 | 70 | m | 3738
| * rod reinforcing | 0.16 | 1 | 1 | 1 | 0.16 | 8500 | t | 1360
| * Rub down soffits of slab | 1 | 1 | 1 | 1 | 1 | 8 | m2 | 8
| * Powerfloat | 1 | 1 | 1 | 1 | 1 | 12 | m2 | 12
102.2 | 25MPa Concrete ramp including reinforcing and formwork | [6 empty] | m2 | 991
| * 25MPa concrete ramp | 1 | 1 | 1 | 1 | 1 | 890 | m3 | 890
| * formwork to edges not exceeding 300mm wide | 1 | 1 | 1 | 1 | 1 | 70 | m | 70
| * Ref 193 mesh reinforcing | 1 | 1 | 1 | 1 | 1 | 19 |  | 19
| * Woodfloat | 1 | 1 | 1 | 1 | 1 | 12 | m2 | 12
102.3 | 25MPa reinforced concrete stairs comprising two in-line flights each 1100mm wide, one landing 2200mm wide, overall rise 2856mm high, including 110kg/m3 and rough formwork | [6 empty] | m2 | 3076
| * 25MPa concrete | 1 | 1 | 1 | 0.15 | 0.15 | 910 | m3 | 136.5
| * rod reinforcing (ms and hts) | 1 | 0.12 | 1 | 1 | 0.12 | 8500 | m2 | 1020
| * Formwork to sloping soffit of stairs | 1 | 1 | 1 | 1 | 1 | 170 | m2 | 170
| * Formwork to raking outer edge of stairs | 1 | 1 | 1.1 | 1 | 1.1 | 95 | m | 104.5
| * Formwork to edges not exceeding 300mm | 1 | 1 | 1 | 1 | 1 | 70 | m | 70
| * Formwork to soffit of landing | 1 | 1 | 1 | 1 | 1 | 170 | m2 | 170
| * Plaster to soffits of stairs | 8 | 1 | 1 | 1 | 8 | 60 | m2 | 480
| * Plaster to soffits landings | 5 | 1 | 1 | 1 | 5 | 60 | m2 | 300
| * PVA paint | 25 | 1 | 1 | 1 | 25 | 25 | m2 | 625
102.4 | 30MPa reinforced concrete columns (440x440mm) including formwork, reinforcing and rub down and paint | [6 empty] | m2 | 1975.456
| * 30MPa concrete columns | 1 | 0.44 | 0.44 | 1 | 0.1936 | 910 | m3 | 176.176
| * formwork to square columns | 2 | 0.88 | 1 | 1 | 1.76 | 120 | m2 | 211.2
| * rod reinforcing | 180 | 1 | 1 | 0.001 | 0.18 | 8500 | t | 1530
| * Rub down columns | 2 | 0.88 | 1 | 1 | 1.76 | 8 | m2 | 14.08
| * PVA paint | 2 | 0.88 | 1 | 1 | 1.76 | 25 | m2 | 44
102.5 | 250x600 25MPa RC beams including 160kg/m3 reinforcing and formwork | [6 empty] | m2 | 2495.5925
| * 25MPa concrete beams | 1 | 1 | 1 | 0.25 | 1 | 910 | m3 | 910
| * formwork to sides and soffits of beams | 1 | 1 | 1 | 1 | 1 | 210 | m2 | 210
| * rod reinforcing | 0.16 | 1 | 1 | 1 | 0.16 | 8500 | t | 1360
| * Rub down sides and soffits of beams | 3 | 1 | 0.35 | 0.45 | 0.4725 | 8 | m2 | 3.78
| * PVA paint | 3 | 1 | 0.35 | 0.45 | 0.4725 | 25 | m2 | 11.8125
102.6 | Structural steel portal frame including connection plates, base plates, purlins, etc including paintwork (Allowance of 23kg's per m2) | [6 empty] | t | 25630
| * Hot Rolled Steel | 0.6 | 1 | 1 | 1 | 0.6 | 14500 | t | 8700
| * Cold formed steel | 0.4 | 1 | 1 | 1 | 0.4 | 21500 | t | 8600
| * Profit & Attendance | 0.05 | 1 | 1 | 1 | 0.01 | 5000 | % | 50
| * Holding down bolts | 30 | 1 | 1 | 1 | 30 | 276 | pair | 8280
REF | ELEMENTS | No | Length | Width | Depth | Total | Rate | Unit | Unit Rate
|  | a | b | c | d | e = a*b*c*d | r
103 | Independent Columns
103.1 | 30MPa Reinforced concrete columns (250mm thick) including rough formwork, and reinforcing (120kg/m2) | [6 empty] | m2 | 1708.684
| * 30MPa concrete columns | 1 | 0.22 | 0.22 | 1 | 0.0484 | 910 | m3 | 44.044
| * formwork to square columns | 2 | 0.44 | 1 | 1 | 0.88 | 120 | m2 | 105.6
| * rod reinforcing | 180 | 1 | 1 | 0.001 | 0.18 | 8500 | t | 1530
| * Rub down columns | 2 | 0.44 | 1 | 1 | 0.88 | 8 | m2 | 7.04
| * PVA paint | 2 | 0.44 | 1 | 1 | 0.88 | 25 | m2 | 22
REF | ELEMENTS | No | Length | Width | Depth | Total | Rate | Unit | Unit Rate
|  | a | b | c | d | e = a*b*c*d | r
104 | EXTERNAL ENVELOPE
104.10 | One brick wall of Corobik NFP common hard burned bricks with crimp galvanised brick reinforcing every 4th courses in a class ii mortar of 5:1 | [6 empty] | m2 | 156.9
| * 220mm thick brick including mortar | 1 | 1 | 1 | 1 | 1 | 150 | m2 | 150
| * 150mm wide galvanised brick reinforcement | 3 | 1 | 1 | 1 | 3 | 2.3 | m2 | 6.9
104.11 | Extra over NFP brick for Terracotta Facebrick built in class ii mortar including galvanised brick reinforcement every 4th course | [6 empty] | m2 | 221.9
| * 220mm thick terracotta facebrick including mortar | 1 | 1 | 1 | 1 | 1 | 215 | m2 | 215
| * 150mm wide galvanised brick reinforcement | 3 | 1 | 1 | 1 | 3 | 2.3 | m2 | 6.9
104.12 | Extra over NFP brick for Cement grille blocks | [6 empty] | m2 | 280
| * Cement grille blocks | 1 | 1 | 1 | 1 | 1 | 280 | m2 | 280
104.50 | 20mm Plaster to walls with one coat universal primer and 2 coats external quality PVA paint to walls | [6 empty] | m2 | 102
| * 20mm thick external smooth plaster | 1 | 1 | 1 | 1 | 1 | 60 | m2 | 60
| * one coat universal primer and 2 coats external quality PVA paint to walls | 1 | 1 | 1 | 1 | 1 | 25 | m2 | 25
| * sundries | 1 | 1 | 1 | 1 | 1 | 17 | m2 | 17
104.60 | Galvanised hot dipped small pane residential section window incl. 4mm clear sheet glass, fibre cement cill externally set raking and projecting slightly, plaster and paint to reveals internally, incl precast concrete lintols over opening, dpc, etc | [6 empty] | m2 | 378
| * wimdow frame with ironmongery | 1 | 1 | 1 | 1 | 1 | 24 | m2 | 24
| * 4mm thick clear float glass | 1 | 1 | 1 | 1 | 1 | 18 | m2 | 18
| * paint on gms window frame | 2 | 1 | 1 | 1 | 2 | 9 | m2 | 18
| * Plaster to narrow widths | 1 | 1 | 1 | 1 | 1 | 126 | m | 126
| * 130mm wide pressed fibre-cement cill | 1 | 1 | 1 | 1 | 1 | 123 | m | 123
| * precast concrete lintol ne 3m | 1 | 1 | 1 | 1 | 1 | 65 | m | 65
| * sundries | 1 | 1 | 1 | 1 | 1 | 4 | m2 | 4
104.60 | Galvanised hot dipped small pane residential section window incl. 4mm obscure glass, fibre cement cill externally set raking and projecting slightly, plaster and paint to reveals internally, incl precast concrete lintols over opening, dpc, etc | [6 empty] | m2 | 378
| * wimdow frame with ironmongery | 1 | 1 | 1 | 1 | 1 | 24 | m2 | 24
| * 4mm thick clear float glass | 1 | 1 | 1 | 1 | 1 | 18 | m2 | 18
| * paint on gms window frame | 2 | 1 | 1 | 1 | 2 | 9 | m2 | 18
| * Plaster to narrow widths | 1 | 1 | 1 | 1 | 1 | 126 | m | 126
| * 130mm wide pressed fibre-cement cill | 1 | 1 | 1 | 1 | 1 | 123 | m | 123
| * precast concrete lintol ne 3m | 1 | 1 | 1 | 1 | 1 | 65 | m | 65
| * sundries | 1 | 1 | 1 | 1 | 1 | 4 | m2 | 4
104.80 | 813 x 2300mm high aluminium pivot entrance door including ironmongery | [6 empty] | No | 1058.532
| * 44mm thick panel door | 1 | 1 | 1 | 1 | 1 | 824 | No | 824
| * precast concrete lintol | 1 | 1.3 | 1 | 1 | 1.3 | 65 | m | 84.5
| * varnish on door and frame | 2 | 0.9 | 2.1 | 1 | 3.78 | 9.4 | m2 | 35.532
| * alumn pull handles | 1 | 1 | 1 | 1 | 1 | 22.6 | No | 22.6
| * lock set | 1 | 1 | 1 | 1 | 1 | 77.5 | No | 77.5
| * brass hinges | 2 | 1 | 1 | 1 | 2 | 7.2 | No | 14.4
104.80 | Class B firedoor 877 x 2064mm high incl 1.6mm galvanised mild steel frame with 25mm rebate all round and 1 pair of wrap around steel hinges for 220mm brick wall and preparing frame for door closer and lock. | [6 empty] | No | 3694.2
| * 44mm thick panel door | 1 | 1 | 1 | 1 | 1 | 3425 | No | 3425
| * precast concrete lintol | 1 | 1.3 | 1 | 1 | 1.3 | 65 | m | 84.5
| * varnish on door and frame | 2 | 1 | 1 | 1 | 2 | 9.4 | m2 | 18.8
| * alumn pull handles | 2 | 1 | 1 | 1 | 2 | 22.6 | No | 45.2
| * lock set | 1 | 1 | 1 | 1 | 1 | 77.5 | No | 77.5
| * brass hinges | 6 | 1 | 1 | 1 | 6 | 7.2 | No | 43.2
104.80 | Roll-up Serranda GMS chain operated 75 x 0.6mm thick slatted curtain roller shutter primed and painted for opening 4500 x 4500mm high | [6 empty] | No | 16628
| * Roller shutter door | 1 |  |  |  | 1 | 15863 | No | 15863
| * Paint to metal surfaces | 1 | 4.5 | 5 |  | 22.5 | 34 | m2 | 765
104.80 | 900 x 2100mm high galvanised mild steel single meter room door complete with door frame incl bow handles, barrel bolts, latches, etc. | [6 empty] | No | 2945
| * Transformer room door | 1 |  |  |  | 1 | 2000 | No | 2000
| * Paint to metal surfaces | 1 | 4.5 | 5 |  | 22.5 | 34 | m2 | 765
| * Ironmongery | 1 |  |  |  | 1 | 180 | No | 180
REF | ELEMENTS | No | Length | Width | Depth | Total | Rate | Unit | Unit Rate
|  | a | b | c | d | e = a*b*c*d | r
105 | ROOF
105.10 | Construction (other than concrete) - Structural Steel purlins provided for by S/Steel sub-contractor | [6 empty] | t | 18700.25
| * Cold Rolled Structural Steel Frame | 0.4 | 1 | 1 | 1 | 0.4 | 14500 | t | 5800
| * Hot Formed Structural Steel Frame | 0.6 | 1 | 1 | 1 | 0.6 | 21500 | t | 12900
| * Contractors Profit & Attendance | 1 | 1 | 1 | 1 | 0.0001 | 2500 | ITEM | 0.25
105.15 | 0,5mm Brownbuilt KLIP-LOK 700 IBR profile interlocking roof sheeting, white Chromadek, fixed to steel (elsewhere) at 10 degree pitch | [6 empty] | m2 | 96.8
| * 0,5mm Brownbuilt KLIP-LOK 700 IBR | 1 | 1 | 1 | 1 | 1 | 96.8 | m2 | 96.8
105.2 | 1,25mm Thick IBR D.686 Flekspan (narrow flute out) profile tinted white (Opal 50) colour, code P101 polycarbonate translucent side cladding fixed at a pitch exceeding 10° and fastened to supports through each crown of the profile and side stitched to adjacent sheet not exceeding 500mm with minimum 150mm sealed end laps to rails at approximately 1500mm centres | [6 empty] | m2 | 140
| * Translucent sheeting | 1 | 1 | 1 | 1 | 1 | 140 | m2 | 140
105.25 | Waterproofing membrane | [6 empty] | m2 | 0
| N/A | 1 | 1 | 1 | 1 | 1 | 0 | m2 | 0
105.30 | 50mm non-combustible Factorylite | [6 empty] | m2 | 57
| * insulation | 1 | 1 | 1 | 1 | 1 | 57 | m2 | 57
105.40 | GMS molded flashing to protect against wind loads etc. & 150x150mm Alu. box gutters | [6 empty] | m | 140
| * GMS molded fascia | 1 | 1 | 1 | 1 | 1 | 45 | m | 45
| * 150x150mm Alu. Box gutter | 1 | 1 | 1 | 1 | 1 | 95 | m | 95
105.45 | Enclosed by GMS molded flashing to protect against wind loads etc. | [6 empty] | m | 90
| * GMS molded fascia | 1 | 1 | 1 | 1 | 1 | 45 | m | 45
| * GMS Barge boards | 1 | 1 | 1 | 1 | 1 | 45 | m | 45
105.50 | 0.8mm Colour coated flashing | [6 empty] | m | 32.5
| * Average flashing price used for various types | 1 | 1 | 1 | 1 | 1 | 32.5 | m | 32.5
105.55 | 160mm Diameter uPVC rainwater downpipe incl swanneck, offsets, shoes, etc, painted externally with 1 coat primer and 2 coats emulsion paint | [6 empty] | m | 220
| * 160mm Diameter uPVC rainwater downpipe | 1 | 1 | 1 | 1 | 1 | 220 | m | 220
REF | ELEMENTS | No | Length | Width | Depth | Total | Rate | Unit | Unit Rate
|  | a | b | c | d | e = a*b*c*d | r
106 | INTERNAL DIVISIONS
106.10A | Half brick wall of type NFP clay bricks in class II mortar, incl brickforce reinforcement every 4th course | [6 empty] | m2 | 174.72
| * 110mm thick brick including mortar | 1 | 1 | 1 | 1 | 1 | 145.6 | m2 | 145.6
| * brick reinforcement, sundries | 3 | 1 | 1 | 1 | 3 | 29.12 | m2 | 29.12
106.10B | Half brick wall of type NFP clay bricks in class II mortar, incl brickforce reinforcement every 5th course | [6 empty] | m2 | 318.24
| * 220mm thick brick including mortar | 1 | 1 | 1 | 1 | 1 | 265.2 | m2 | 265.2
| * brick reinforcement, sundries | 3 | 1 | 1 | 1 | 3 | 53.04 | m2 | 53.04
106.3 | Galvanised hot dipped small pane residential section window incl. 4mm clear sheet glass, fibre cement cill externally set raking and projecting slightly, plaster and paint to reveals internally, incl precast concrete lintols over opening, dpc, etc | [6 empty] | m2 | 124.52
| * ND9 Standard Window | 1 | 1 | 1 | 1 | 1 | 58 |  | 58
| * Plaster to reveals | 0.01 | 1 | 1 | 1 | 0.01 | 128 |  | 1.28
| * Paint to reveals | 0.01 | 1 | 1 | 1 | 0.01 | 24 |  | 0.24
| * Prefabricated lintel | 1 | 1 | 1 | 1 | 1 | 65 |  | 65
106.40 | 44mm semi-solid flush timber door, size 813X2032mm with hot dipped galvanised pressed metal jamb linings for 115mm wall with 100x70mm PC lintol over; one coat primer; and two coats PVA emulsion paint to door and frame. Ironmongery incl. 2-lever lockset and Union handles | [6 empty] | No | 1235.078
| * 44mm thick flush door | 1 | 1 | 1 | 1 | 1 | 525 | No | 525
| * jamb lining | 1 | 1 | 1 | 1 | 1 | 37.37 | No | 37.37
| * precast concrete lintol | 1 | 0.9 | 1 | 1 | 0.9 | 79.8 | m | 71.82
| * paint to door | 2 | 0.9 | 2.1 | 1 | 3.78 | 33.6 | m2 | 127.008
| * paint to jamb lining | 1 | 5.1 | 0.45 | 1 | 2.3 | 33.6 | m2 | 77.28
| * Hinges (per pair) | 1 | 1 | 1 | 1 | 1 | 37.5 | No | 37.5
| * Union mortice 2 lever deadlock | 1 | 1 | 1 | 1 | 1 | 151.2 | No | 151.2
| * Union Dove pattern (or equal) handles | 1 | 1 | 1 | 1 | 1 | 207.9 | No | 207.9
REF | ELEMENTS | No | Length | Width | Depth | Total | Rate | Unit | Unit Rate
|  | a | b | c | d | e = a*b*c*d | r
107 | PARTITIONS
107.10 | Drywall Partition | [6 empty] | No | 847
| * Paintwork to partitioning | 1 | 1 | 1 | 1 | 1 | 12 | m2 | 12
| * 75mm thick partition | 1 | 1 | 1 | 1 | 1 | 835 | No | 835
107.20 | Exta over for doors to Drywall partitions | [6 empty] | No | 1262
| * Extra over for doors & ironmongery | 1 | 1 | 1 | 1 | 1 | 1250 | No | 1250
| * Paintwork to partitioning | 1 | 1 | 1 | 1 | 1 | 12 | m2 | 12
REF | ELEMENTS | No | Length | Width | Depth | Total | Rate | Unit | Unit Rate
|  | a | b | c | d | e = a*b*c*d | r
108 | FLOOR FINISHES
108.10 | White Vinyl tiles 400 x 400 mm fixed with adhesive on 4:1 cement screed | [6 empty] | m2 | 216
| * 50mm thick screed | 1 | 1 | 1 | 1 | 1 | 65 | m2 | 65
| * vinyl floor tiling | 1 | 1 | 1 | 1 | 1 | 151 | m2 | 151
108.10 | 500 X 500X 2mm Thick Marley carpet tiles fixed with adhesive on and including 30mm thick cement screed | [6 empty] | m2 | 205
| * 50mm thick screed | 1 | 1 | 1 | 1 | 1 | 65 | m2 | 65
| * carpet tile flooring | 1 | 1 | 1 | 1 | 1 | 140 | m2 | 140
108.10 | Powerfloated concrete done by CLF(Concrete laser flooring) | [6 empty] | m2 | 12
| * Powerfloated finish | 1 | 1 | 1 | 1 | 1 | 12 | m2 | 12
108.20 | Stair and ramp finishes-500 X 500X 2mm Thick Marley carpet tiles fixed with adhesive on and including 30mm thick cement screed | [6 empty] | m | 65
| * 50mm thick screed | 1 | 1 | 1 | 1 | 1 | 65 | m2 | 65
| * carpet tile flooring | 1 | 1 | 1 | 1 | 1 | 140 | m2 | 140
108.30 | 19 X 50mm High SA Pine skirting finished with 2 coats varnish | [6 empty] | m | 28
| * 50mm high timber skirting | 1 | 1 | 1 | 1 | 1 | 19 | m | 19
| * varnish to skirting n.e. 300mm girth | 1 | 1 | 1 | 1 | 1 | 9 | m | 9
REF | ELEMENTS | No | Length | Width | Depth | Total | Rate | Unit | Unit Rate
|  | a | b | c | d | e = a*b*c*d | r
109 | INTERNAL WALL FINISHES
109.10 | 2 Coats plaster, 1 undercoat and 2 coats interior PVA paint to walls | [6 empty] | m2 | 68.65
| * 20mm thick plain face plaster | 1 | 1 | 1 | 1 | 1 | 38 | m2 | 38
| * paint to walls | 1 | 1 | 1 | 1 | 1 | 25 | m2 | 25
| * Narrow widths | 0.05 | 1 | 1 | 1 | 0.05 | 113 | m2 | 5.65
109.10 | 1 undercoat and 2 coats interior PVA paint to partition walls | [6 empty] | m2 | 23
| * paint to walls | 1 | 1 | 1 | 1 | 1 | 23 | m2 | 23
109.10 | White glazed wall tiles fixed with adhesive to plastered walls | [6 empty] | m2 | 198.2
| * glazed tiling to walls | 1 | 1 | 1 | 1 | 1 | 151 | m2 | 151
| * 20mm thick plain face plaster | 1 | 1 | 1 | 1 | 1 | 38 | m2 | 38
| * stainless steel square edged | 0.2 | 1 | 1 | 1 | 0.2 | 46 | m2 | 9.2
REF | ELEMENTS | No | Length | Width | Depth | Total | Rate | Unit | Unit Rate
|  | a | b | c | d | e = a*b*c*d | r
110 | CEILINGS AND SOFFITS
110.10 | 1 Coats skimming plaster, 1 undercoat and 2 coats interior PVA paint to slab soffitt incl stairs and landing soffitt | [6 empty] | m2 | 74
| * 1 coat skimmin plaster | 1 | 1 | 1 | 1 | 1 | 50 | m2 | 50
| * paint to walls | 1 | 1 | 1 | 1 | 1 | 24 | m2 | 24
110.30 | 600 x 600 x 12.5mm Gypsum Rhinoboard ceiling on galvanised suspended angles and cross tee's , and 1 undercoat and 2 coats interior PVA paint to ceiling board | [6 empty] | m2 | 175
| * 12.5mm thick gypsum plasterboard | 1 | 1 | 1 | 1 | 1 | 150 | m2 | 150
| * emulsion paint | 1 | 1 | 1 | 1 | 1 | 25 | m2 | 25
110.50 | 75mm Coved gypsum cornice | [6 empty] | m | 43
| * coved cornice fixed in position | 1 | 1 | 1 | 1 | 1 | 18 | m | 18
| * emulsion paint | 1 | 1 | 1 | 1 | 1 | 25 | m | 25
REF | ELEMENTS | No | Length | Width | Depth | Total | Rate | Unit | Unit Rate
|  | a | b | c | d | e = a*b*c*d | r
111 | FITTINGS
111.20 | Built in Locker to changing rooms | [6 empty] | m | 1500
| 600 x 1200mm Lockers | 1 | 1 | 1 | 1 | 1 | 1500 | m | 1500
111.3 | 900mm High melamine faced and edged kitchen floor units, incl ironmongery | [6 empty] | m | 949
| * 600 x 900 timber cascase | 1 | 1 | 1 | 1 | 1 | 155 | m | 155
| * laminated finish | 1 | 1 | 1 | 1 | 1 | 25 | m | 25
| * handles | 2 | 1 | 1 | 1 | 2 | 168.5 | Pcs | 337
| * stainless steel hinge | 4 | 1 | 1 | 1 | 4 | 38 | Pcs | 152
| * 600W solid surface top | 1 | 1 | 1 | 1 | 1 | 160 | m | 160
| * door panel in laminated finish | 2 | 1 | 1 | 1 | 2 | 60 | No | 120
111.4 | 600mm high melamine faced and edged kitchen wall units, including ironmongery | [6 empty] | m | 769
| * 400 x 600 timber carcase | 1 | 1 | 1 | 1 | 1 | 135 | m | 135
| * laminated finish | 1 | 1 | 1 | 1 | 1 | 25 | m | 25
| * stainless steel handle | 2 | 1 | 1 | 1 | 2 | 168.5 | Pcs | 337
| * stainless steel hinge | 4 | 1 | 1 | 1 | 4 | 38 | Pcs | 152
| * door panel in laminated finish | 2 | 1 | 1 | 1 | 2 | 60 | No | 120
REF | ELEMENTS | No | Length | Width | Depth | Total | Rate | Unit | Unit Rate
|  | a | b | c | d | e = a*b*c*d | r
112 | ELECTRICAL INSTALLATION
112.1 | Installation of standard domestic lighting and power circuits with sheet metal distribution board etc | [6 empty] | m2 | 560
| * installation cost | 1 | 1 | 1 | 1 | 1 | 560 | m2 | 560
112.3 | Builders work incl. profit and attendance on specialist contractor | [6 empty] | m2 | 56
| * sundries | 1 | 1 | 1 | 1 | 1 | 56 | m2 | 56
REF | ELEMENTS | No | Length | Width | Depth | Total | Rate | Unit | Unit Rate
|  | a | b | c | d | e = a*b*c*d | r
113 | INTERNAL PLUMBING
113.05 | Standard wash hand basin size 455 X 290mm on concealed brackets fixed to wall (colour white), complete with 2 taps, waste unions, trap etc | [6 empty] | No | 3513.6
| * wash handbasin | 1 | 1 | 1 | 1 | 1 | 468 | No | 468
| * water supplies | 2 | 1 | 1 | 1 | 2 | 385 | m | 770
| * waste pipng | 1 | 1 | 1 | 1 | 1 | 890 | m | 890
| * taps | 2 | 1 | 1 | 1 | 2 | 400 | No | 800
| * sundries | 1 | 1 | 1 | 1 | 1 | 585.6 | No | 585.6
113.05 | Standard WC Suite (white) comprising pan and low level cistern with double flap seat | [6 empty] | No | 2544
| * WC suite complete | 1 | 1 | 1 | 1 | 1 | 1025 | No | 1025
| * water supplies | 1 | 1 | 1 | 1 | 1 | 205 | No | 205
| * waste piping | 1 | 1 | 1 | 1 | 1 | 890 | No | 890
| * sundries | 1 | 1 | 1 | 1 | 1 | 424 | No | 424
113.05 | Shower 900 X 900mm complete with 2 taps, waste union, and trap etc | [6 empty] | No | 3635.4
| * Shower installation complete | 1 | 1 | 1 | 1 | 1 | 934.5 | No | 934.5
| * water supplies | 2 | 1 | 1 | 1 | 2 | 285 | m | 570
| * waste pipng | 1 | 1 | 1 | 1 | 1 | 645 | m | 645
| * taps | 2 | 1 | 1 | 1 | 2 | 400 | No | 800
| * sundries | 1 | 1 | 1 | 1 | 1 | 589.9 | No | 589.9
| * Cemflex waterproofing | 4 | 1 | 1 | 1 | 4 | 24 | m2 | 96
113.05 | Mewa stainless steel deluxe model kitchen sink top size 1000 X 600mm | [6 empty] | No | 3930
| * sink unit and drainer top installed | 1 | 1 | 1 | 1 | 1 | 1325 | No | 1325
| * water supplies | 2 | 1 | 1 | 1 | 2 | 350 | m | 700
| * waste pipng | 1 | 1 | 1 | 1 | 1 | 450 | m | 450
| * taps | 2 | 1 | 1 | 1 | 2 | 400 | No | 800
| * sundries | 1 | 1 | 1 | 1 | 1 | 655 | No | 655
113.1 | White glazed ceramic single soap dish | [6 empty] | No | 136
| * ceramic soap dish | 1 | 1 | 1 | 1 | 1 | 85 | No | 85
| * builders work | 1 | 1 | 1 | 1 | 1 | 51 | No | 51
113.1 | White glazed ceramic semi-recessed toilet paper holder | [6 empty] | No | 136
| * toilet paper holder | 1 | 1 | 1 | 1 | 1 | 85 | No | 85
| * builders work | 1 | 1 | 1 | 1 | 1 | 51 | No | 51
113.1 | Halcast 20mm diameter chrome plated towel rail 600mm long | [6 empty] | No | 200
| * towel rail | 1 | 1 | 1 | 1 | 1 | 125 | No | 125
| * builders work | 1 | 1 | 1 | 1 | 1 | 75 | No | 75
113.1 | 6mm silver backed mirror size 450 X 600mm with bevelled and polished edges and CP caps to screw heads | [6 empty] | No | 250
| * mirror installed complete | 1 | 1 | 1 | 1 | 1 | 250 | No | 250
113.15 | Soil waste and vent pipes to fittings | [6 empty] | No | 1500
| * average cost per fitting | 1 | 1 | 1 | 1 | 1 | 1500 | No | 1500
113.25 | Cold Water supplies incl copper pipes, capillary fittings etc | [6 empty] | No | 850
| * average cost per fitting | 1 | 1 | 1 | 1 | 1 | 850 | No | 850
113.35 | Hot water supplies incl copper pipes, capillary fittings etc | [6 empty] | No | 850
| * average cot per fitting | 1 | 1 | 1 | 1 | 1 | 850 | No | 850
113.4 | Kwikot 250L hot water cylinder, 300Kpa, 4 KW incl tray fixed on top of roofing members | [6 empty] | No | 4500
| Ceiling mounted geyser incl drip trays etc | 1 | 1 | 1 | 1 | 1 | 4500 | No | 4500
REF | ELEMENTS | No | Length | Width | Depth | Total | Rate | Unit | Unit Rate
|  | a | b | c | d | e = a*b*c*d | r
114 | FIRE SERVICES
114.3 | Extinguishers | [6 empty] | No | 4640
| * Fire Extinguishers | 8 | 1 | 1 | 1 | 8 | 580 | No | 4640
114.4 | Fire hose reels | [6 empty] | No | 3080
| * 50m Fire Hose Reel | 1 | 2 | 1 | 1 | 2 | 1540 | No | 3080
REF | ELEMENTS | No | Length | Width | Depth | Total | Rate | Unit | Unit Rate
|  | a | b | c | d | e = a*b*c*d | r
115 | BALUSTRADING
115.3 | Steel Balustrading | [6 empty] | m | 715
| * 1000mm High Wecroloc | 1 | 1 | 1 | 1 | 1 | 715 | m | 715
REF | ELEMENTS | No | Length | Width | Depth | Total | Rate | Unit | Unit Rate
|  | a | b | c | d | e = a*b*c*d | r
206 | AIR CONDITIONING
206.1 | Air conditioning with 9000 BTU Carrier air-conditioning units | [6 empty] | m2 | 750
| * installation cost | 1 | 1 | 1 | 1 | 1 | 750 | m2 | 750
206.2 | Builders work incl. profit and attendance on specialist contractor | [6 empty] | m2 | 38
| * sundries | 1 | 1 | 1 | 1 | 1 | 38 | m2 | 38
REF | ELEMENTS | No | Length | Width | Depth | Total | Rate | Unit | Unit Rate
|  | a | b | c | d | e = a*b*c*d | r
207 | VENTILATION
207.1 | 5% of Warehouse Area | [6 empty] | m2 | 625
| * Zincalume Louvres for natural ventilation | 1 | 1 | 1 | 1 | 1 | 625 | m2 | 625
206.2 | Builders work incl. profit and attendance on specialist contractor | [6 empty] | m2 | 125
| * sundries | 1 | 1 | 1 | 1 | 1 | 125 | m2 | 125
REF | ELEMENTS | No | Length | Width | Depth | Total | Rate | Unit | Unit Rate
|  | a | b | c | d | e = a*b*c*d | r
209 | SPECIAL ELECTRICAL INSTALLATION
209.1 | Transformer Room | [6 empty] | No | 0 | Query?
| * Transformer | 1 | 1 | 1 | 1 | 1 |  | m2 | 0
209.2 | Emergency Generator Room | [6 empty] | No | 0
| * Generator | 1 | 1 | 1 | 1 | 1 |  | m2 | 0
209.3 | Uniterupted power supply | [6 empty] | No | 0
| *UPS | 1 | 1 | 1 | 1 | 1 |  | m2 | 0
209.4 | Clean Power Supply | [6 empty] | No | 0
| *CPS | 1 | 1 | 1 | 1 | 1 |  | m2 | 0
209.6 | Builders work | [6 empty] | No | 0
| * Builders work | 1 | 1 | 1 | 1 | 1 |  | No | 0
REF | ELEMENTS | No | Length | Width | Depth | Total | Rate | Unit | Unit Rate
|  | a | b | c | d | e = a*b*c*d | r
217 | SECURITY SYSTEMS
217.1 | Blue Security Systems | [6 empty] | m2 | 9000
| * Turnstiles | 1 | 1 | 1 | 1 | 1 | 5000 |  | 5000
| * CCTV cameras | 5 | 1 | 1 | 1 | 5 | 400 |  | 2000
| * installation cost | 1 | 1 | 1 | 1 | 1 | 2000 | m2 | 2000
217.2 | Builders work incl. profit and attendance on specialist contractor | [6 empty] | m2 | 400
| * sundries | 1 | 1 | 1 | 1 | 1 | 400 | m2 | 400
REF | ELEMENTS | No | Length | Width | Depth | Total | Rate | Unit | Unit Rate
|  | a | b | c | d | e = a*b*c*d | r
220 | SIGNAGE
220.1 | Signage | [6 empty] | m2 | 0
| * Fire Signage | 15 | 1 | 1 | 1 | 15 |  |  | 0
| * Directional Signage | 15 | 1 | 1 | 1 | 15 |  |  | 0
220.3 | Builders work incl. profit and attendance on specialist contractor | [6 empty] | m2 | 0
| * Sundries | 1 | 1 | 1 | 1 | 1 |  | m2 | 0
REF | ELEMENTS | No | Length | Width | Depth | Total | Rate | Unit | Unit Rate
|  | a | b | c | d | e = a*b*c*d | r
400 | SOIL DRAINAGE
400.1 | 110mm Class 6 UPVC pipe incl excav n.e. 1m deep, inspection / rodding eyes, gulleys, bends, junctions | [6 empty] | m | 154.625
| 110mm Pipes | 1 | 1 | 1 | 1 | 1 | 120 | m | 120
| Excavations complete | 1 | 1 | 0.45 | 0.5 | 0.225 | 65 | m³ | 14.625
| Sundries, bedding etc | 1 | 1 | 1 | 1 | 1 | 20 | m | 20
400.2 | 950mm x 950mm Manhole of one brick wall sides average 700mm deep internally including excavations, benching etc, with (No. 2) 110mm diamter inlets and (No. 1) 110mm diameter outlets complete with a 500 x 500mm heavy duty cast iron cover and frame and the whole on concrete base 1185 x 1185 x 150mm thick | [6 empty] | No | 10000
| Brick manhole complete | 2 | 1 | 1 | 1 | 2 | 5000 | No | 10000
400.3 | 3690mm x 1750mm Sand, oil and grease trap of one brick wall sides and half brick walls dividing internal chambers average 1370mm deep internally including excavations, benching etc, with 110mm diamter cast iron pipes and juntions complete with (No. 3) 760 x 760mm heavy duty cast iron covers and frames and the whole on concrete base 4000 x 2000 x 250mm thick | [6 empty] | No | 10599.1615
| Excavations not exc. 2m deep | 1 | 4.2 | 2.1 | 1.62 | 14.2884 | 45 | No | 642.978
| Carting away | 1 | 3.69 | 1.75 | 1.62 | 10.4611 | 35 |  | 366.1402
| backfill to trenches | 1 | 0.51 | 0.35 | 1.62 | 0.28917 | 55 |  | 15.9044
| risk of collapse | 4 | 4.2 | 1 | 1.62 | 27.216 | 15 |  | 408.24
| 25 Mpa Concrete base | 1 | 4.2 | 2.1 | 0.22 | 1.9404 | 955 |  | 1853.082
| 25Mpa Cover slab | 1 | 3.69 | 1.75 | 0.15 | 0.96863 | 935 |  | 905.6644
| Reinforcement to cover slab 120kg/m³ | 0.12 | 3.69 | 1.75 | 0.15 | 0.11624 | 7500 |  | 871.7625
| half brick walling inlc. Plaster | 2 | 1.25 | 1 | 1.37 | 3.425 | 165 |  | 565.125
| onebrick walling inlc. Plaster | 1 | 10.9 | 1 | 1.37 | 14.933 | 255 |  | 3807.915
| Internal fillets, screeding, waterproofing | 1 | 3.69 | 1.75 | 1 | 6.4575 | 60 |  | 387.45
| Internal piping and filtering, etc | 1 | 3.69 | 1.75 | 1 | 6.4575 | 120 |  | 774.9
REF | ELEMENTS | No | Length | Width | Depth | Total | Rate | Unit | Unit Rate
|  | a | b | c | d | e = a*b*c*d | r
402 | STORMWATER DRAINAGE
402.1 | 150mm Diameter class 34 UPVC pipes including excavations n.e. 1 m deep | [6 empty] | m | 190.4
| 150mm diameter pipes | 1 | 1 | 1 | 1 | 1 | 160 | m | 160
| Excavations complete | 1 | 1 | 0.45 | 0.35 | 0.16 | 65 | m | 10.4
| Sundries, bedding etc | 1 | 1 | 1 | 1 | 1 | 20 | m | 20
402.2 | 200mm Diameter class 34 UPVC pipes including excavations n.e. 1 m deep | [6 empty] | m | 223.2
| 200mm diameter pipes | 1 | 1 | 1 | 1 | 1 | 185 | m | 185
| Excavations complete | 1 | 1 | 0.5 | 0.55 | 0.28 | 65 | m | 18.2
| Sundries, bedding etc | 1 | 1 | 1 | 1 | 1 | 20 | m | 20
402.3 | 250mm Diameter class 75D Concrete pipes including excavations n.e. 1 m deep | [6 empty] | m | 398.2
| 250mm diameter pipes | 1 | 1 | 1 | 1 | 1 | 350 | m | 350
| Excavations complete | 1 | 1 | 0.5 | 0.55 | 0.28 | 65 | m | 18.2
| Sundries, bedding etc | 1 | 1 | 1 | 1 | 1 | 30 | m | 30
402.4 | 300mm Diameter class 75D Concrete pipes including excavations n.e. 1 m deep | [6 empty] | m | 475.35
| 300mm diameter pipes | 1 | 1 | 1 | 1 | 1 | 420 | m | 420
| Excavations complete | 1 | 1 | 0.6 | 0.65 | 0.39 | 65 | m | 25.35
| Sundries, bedding etc | 1 | 1 | 1 | 1 | 1 | 30 | m | 30
402.5 | Brick sump 500 x 500mm, average 600mm deep internally incl. Cast iron grating and excavations with (No. 1) 250mm diameter concrete pipe outlet on a 750mm x 750mm x 150mm base | [6 empty] | NO | 1926.6937
| Excavations not exc. 2m deep | 1 | 0.75 | 0.75 | 0.75 | 0.42188 | 45 | No | 18.9844
| Carting away | 1 | 0.5 | 0.5 | 0.75 | 0.1875 | 35 | m³ | 6.5625
| backfill to trenches | 1 | 0.25 | 0.25 | 1.62 | 0.10125 | 55 | m³ | 5.5688
| risk of collapse | 4 | 0.6 | 1 | 0.75 | 1.8 | 15 | m² | 27
| 25 Mpa Concrete base | 1 | 0.75 | 0.75 | 0.15 | 0.084375 | 955 | m³ | 80.5781
| one brick walling inlc. Plaster | 4 | 0.5 | 0.5 | 0.6 | 0.6 | 255 | m² | 153
| Internal fillets, screeding, waterproofing | 1 | 0.5 | 0.5 | 1 | 0.25 | 60 | m² | 15
| Internal piping and filtering, etc | 1 | 1 | 1 | 1 | 1 | 120 | No | 120
| Hevay duty cover and frames | 1 | 1 | 1 | 1 | 1 | 1500 | No | 1500
402.6 | Brick sump 500 x 500mm, average 600mm deep internally incl. Cast iron grating and excavations with (No. 1) 150mm diameter upvc pipe outlet on a 750mm x 750mm x 150mm base | [6 empty] | NO | 1926.6937
| Excavations not exc. 2m deep | 1 | 0.75 | 0.75 | 0.75 | 0.42188 | 45 | No | 18.9844
| Carting away | 1 | 0.5 | 0.5 | 0.75 | 0.1875 | 35 | m³ | 6.5625
| backfill to trenches | 1 | 0.25 | 0.25 | 1.62 | 0.10125 | 55 | m³ | 5.5688
| risk of collapse | 4 | 0.6 | 1 | 0.75 | 1.8 | 15 | m² | 27
| 25 Mpa Concrete base | 1 | 0.75 | 0.75 | 0.15 | 0.084375 | 955 | m³ | 80.5781
| one brick walling inlc. Plaster | 4 | 0.5 | 0.5 | 0.6 | 0.6 | 255 | m² | 153
| Internal fillets, screeding, waterproofing | 1 | 0.5 | 0.5 | 1 | 0.25 | 60 | m² | 15
| Internal piping and filtering, etc | 1 | 1 | 1 | 1 | 1 | 120 | No | 120
| Hevay duty cover and frames | 1 | 1 | 1 | 1 | 1 | 1500 | No | 1500
402.7 | Brick sump 500 x 500mm, average 600mm deep internally incl. Cast iron grating and excavations with (No. 1) 200mm diameter upvc pipe inlet amd (No. 1) 250mm diameter outlet on a 750mm x 750mm x 150mm base | [6 empty] | NO | 1926.6937
| Excavations not exc. 2m deep | 1 | 0.75 | 0.75 | 0.75 | 0.42188 | 45 | No | 18.9844
| Carting away | 1 | 0.5 | 0.5 | 0.75 | 0.1875 | 35 | m³ | 6.5625
| backfill to trenches | 1 | 0.25 | 0.25 | 1.62 | 0.10125 | 55 | m³ | 5.5688
| risk of collapse | 4 | 0.6 | 1 | 0.75 | 1.8 | 15 | m² | 27
| 25 Mpa Concrete base | 1 | 0.75 | 0.75 | 0.15 | 0.084375 | 955 | m³ | 80.5781
| one brick walling inlc. Plaster | 4 | 0.5 | 0.5 | 0.6 | 0.6 | 255 | m² | 153
| Internal fillets, screeding, waterproofing | 1 | 0.5 | 0.5 | 1 | 0.25 | 60 | m² | 15
| Internal piping and filtering, etc | 1 | 1 | 1 | 1 | 1 | 120 | No | 120
| Hevay duty cover and frames | 1 | 1 | 1 | 1 | 1 | 1500 | No | 1500
402.7 | Brick sump 500 x 500mm, average 600mm deep internally incl. Cast iron grating and excavations with (No. 1) 200mm diameter outlet on a 750mm x 750mm x 150mm base | [6 empty] | NO | 1926.6937
| Excavations not exc. 2m deep | 1 | 0.75 | 0.75 | 0.75 | 0.42188 | 45 | No | 18.9844
| Carting away | 1 | 0.5 | 0.5 | 0.75 | 0.1875 | 35 | m³ | 6.5625
| backfill to trenches | 1 | 0.25 | 0.25 | 1.62 | 0.10125 | 55 | m³ | 5.5688
| risk of collapse | 4 | 0.6 | 1 | 0.75 | 1.8 | 15 | m² | 27
| 25 Mpa Concrete base | 1 | 0.75 | 0.75 | 0.15 | 0.084375 | 955 | m³ | 80.5781
| one brick walling inlc. Plaster | 4 | 0.5 | 0.5 | 0.6 | 0.6 | 255 | m² | 153
| Internal fillets, screeding, waterproofing | 1 | 0.5 | 0.5 | 1 | 0.25 | 60 | m² | 15
| Internal piping and filtering, etc | 1 | 1 | 1 | 1 | 1 | 120 | No | 120
| Hevay duty cover and frames | 1 | 1 | 1 | 1 | 1 | 1500 | No | 1500
402.7 | Brick sump 500 x 500mm, average 600mm deep internally incl. Cast iron grating and excavations with (No. 2) 250mm diameter inlets and (No.1) 300mm R.C pipe outlet on a 750mm x 750mm x 150mm base | [6 empty] | NO | 1926.6937
| Excavations not exc. 2m deep | 1 | 0.75 | 0.75 | 0.75 | 0.42188 | 45 | No | 18.9844
| Carting away | 1 | 0.5 | 0.5 | 0.75 | 0.1875 | 35 | m³ | 6.5625
| backfill to trenches | 1 | 0.25 | 0.25 | 1.62 | 0.10125 | 55 | m³ | 5.5688
| risk of collapse | 4 | 0.6 | 1 | 0.75 | 1.8 | 15 | m² | 27
| 25 Mpa Concrete base | 1 | 0.75 | 0.75 | 0.15 | 0.084375 | 955 | m³ | 80.5781
| one brick walling inlc. Plaster | 4 | 0.5 | 0.5 | 0.6 | 0.6 | 255 | m² | 153
| Internal fillets, screeding, waterproofing | 1 | 0.5 | 0.5 | 1 | 0.25 | 60 | m² | 15
| Internal piping and filtering, etc | 1 | 1 | 1 | 1 | 1 | 120 | No | 120
| Hevay duty cover and frames | 1 | 1 | 1 | 1 | 1 | 1500 | No | 1500
REF | ELEMENTS | No | Length | Width | Depth | Total | Rate | Unit | Unit Rate
|  | a | b | c | d | e = a*b*c*d | r
403 | WATER SUPPLIES
403.1 | 40mm Diam copper pipe in trench incl all fittings and connections | [6 empty] | m | 60
| 40mm copper piping | 1 | 1 | 1 | 1 | 1 | 55 | m | 55
| excavavtions complete | 1 | 1 | 0.25 | 0.25 | 0.0625 | 65 | m | 4.0625
| Sundries | 1 | 1 | 0.25 | 0.25 | 0.0625 | 15 | m | 0.9375
403.2 | 22mm Diam copper pipe in trench incl all fittings and connections | [6 empty] | m | 40.4375
| 22mm copper piping | 1 | 1 | 1 | 1 | 1 | 38 | m | 38
| excavavtions complete | 1 | 1 | 0.15 | 0.25 | 0.0375 | 55 | m | 2.0625
| Sundries | 1 | 1 | 0.15 | 0.25 | 0.0375 | 10 | m | 0.375
REF | ELEMENTS | No | Length | Width | Depth | Total | Rate | Unit | Unit Rate
|  | a | b | c | d | e = a*b*c*d | r
404 | FIRE SERVICES
404.1 | Fire Protection, and reticulation | [6 empty] | m2 | 60
| FHR, FE, etc | 1 | 1 | 1 | 1 | 1 | 60 | m2 | 60
404.2 | Fire Signage | [6 empty] | m2 | 15
| External and internal | 1 | 1 | 1 | 1 | 1 | 15 | m2 | 15
REF | ELEMENTS | No | Length | Width | Depth | Total | Rate | Unit | Unit Rate
|  | a | b | c | d | e = a*b*c*d | r
405 | EXTERNAL ELECTRICAL INSTALLATIONS
405.1 | Mains supply pipe incl all fittings | [6 empty] | m | 105
| * cabling | 1 | 1 | 1 | 1 | 1 | 25 | m | 25
| * trenching | 1 | 1 | 1 | 1 | 1 | 60 | m | 60
| * sundries | 1 | 1 | 1 | 1 | 1 | 20 | m | 20
405.4 | Flood lights incl all fittings, cables etc | [6 empty] | m | 600
| * Flood lights | 1 | 1 | 1 | 1 | 1 | 500 | No | 500
| * sundries | 1 | 1 | 1 | 1 | 1 | 100 | m | 100
REF | ELEMENTS | No | Length | Width | Depth | Total | Rate | Unit | Unit Rate
|  | a | b | c | d | e = a*b*c*d | r
406 | CONNECTION FEES
406.1 | Fee for sewer connection | [6 empty] | No | 15000
| * fee payable | 1 | 1 | 1 | 1 | 1 | 15000 | No | 15000
406.2 | Fee for stormwater drainage | [6 empty] | No | 5000
.
| * fee payable | 1 | 1 | 1 | 1 | 1 | 5000 | No | 5000
406.3 | Fee for water connection | [6 empty] | No | 15000
| * fee payable | 1 | 1 | 1 | 1 | 1 | 15000 | No | 15000
406.5 | Fee for electrical connection | [6 empty] | No | 65000
| * fee payable | 1 | 1 | 1 | 1 | 1 | 65000 | No | 65000
REF | ELEMENTS | No | Length | Width | Depth | Total | Rate | Unit | Unit Rate
|  | a | b | c | d | e = a*b*c*d | r
408 | SITE CLEARANCE
408.1 | Clear the site of all rubbish, small trees and shrubs n.e. 200mm girth and vegetation before building activities | [6 empty] | m2 | 2
| * site clearance | 1 | 1 | 1 | 1 | 1 | 2 | m2 | 2
REF | ELEMENTS | No | Length | Width | Depth | Total | Rate | Unit | Unit Rate
|  | a | b | c | d | e = a*b*c*d | r
409 | EARTHWORKS
409.1 | Site Excavation | [6 empty] | m3 | 22
| * Cut | 1 | 1 | 1 | 1 | 1 | 22 |  | 22
409.1 | Site Filling | [6 empty] | m3 | 24
| * Fill | 1 | 1 | 1 | 1 | 1 | 24 |  | 24
REF | ELEMENTS | No | Length | Width | Depth | Total | Rate | Unit | Unit Rate
|  | a | b | c | d | e = a*b*c*d | r
410 | BOUNDARY, SCREEN AND RETAINING WALLS
410.1 | 6m high 440mm facebrick retaining wall cross bonded in class 2 mortar with brickforce every 2nd course with weep holes in 1.5m centres layed on a 3 x 0.3m reinforced foundation of strength 25MPa | [6 empty] | m2 | 400
| * Facebrick walling | 1 | 1 | 1 | 1 | 1 |  | m2 | 0
| * Sundries | 1 | 1 | 1 | 1 | 1
| * foundations | 1 | 1 | 1 | 1 | 1 |  | m | 0
REF | ELEMENTS | No | Length | Width | Depth | Total | Rate | Unit | Unit Rate
|  | a | b | c | d | e = a*b*c*d | r
411 | FENCING AND GATES
411.1 | 2m High concrete palisade fencing incl all concrete posts and mesh fencing, etc | [6 empty] | m | 1650
| * mesh fencing | 1 | 1 | 1 | 1 | 1 | 1650 | m | 1650
411.21 | Galvanised Mild Steel double gate size 3200 X 1600mm Incl automatic closing mechanism | [6 empty] | No | 6000
| * Gate installed complete | 1 | 1 | 1 | 1 | 1 | 6000 | No | 6000
411.22 | Galvanised Mild Steel mesh gate size 900 X 2100mm | [6 empty] | No | 650
| * Gate installed complete | 1 | 1 | 1 | 1 | 1 | 650 | No | 650
REF | ELEMENTS | No | Length | Width | Depth | Total | Rate | Unit | Unit Rate
|  | a | b | c | d | e = a*b*c*d | r
412 | ROADS, PAVINGS
412.1 | Tarmacadam roadway incl sub-base, preparation and priming of surface | [6 empty] | m2 | 194.5
| * tarmacadam to roads | 1 | 1 | 1 | 1 | 1 | 98 | m2 | 98
| * G7 layerworks compacted at 95% Mod AASHTO | 1 | 1 | 1 | 0.25 | 0.25 | 190 | m2 | 47.5
| * Natural California Bearing Ratio | 0.1 | 1 | 1 | 1 | 0.1 | 490 | No | 49
412.2 | Tarmacadam paving incl sub-base, preparation and priming of surface | [6 empty] | m2 | 117
| * tarmacadam to roads | 1 | 1 | 1 | 1 | 1 | 98 | m2 | 98
| * G7 layerworks compacted at 95% Mod AASHTO | 1 | 1 | 1 | 0.1 | 0.1 | 190 | m3 | 19
412.3 | Precast concrete kerbing bedded in concrete | [6 empty] | m | 138.6
| * kerbing on base | 1 | 1 | 1 | 1 | 1 | 125 | m | 125
| * kerbing circular on plan n.e. 4m | 0.1 | 1 | 1 | 1 | 0.1 | 136 | m | 13.6
REF | ELEMENTS | No | Length | Width | Depth | Total | Rate | Unit | Unit Rate
|  | a | b | c | d | e = a*b*c*d | r
415 | MINOR CONSTRUCTION WORK
415.1 | Bin Area | [6 empty] | m2 | 480
| * Contingent sum | 1 | 1 | 1 | 1 | 1 | 480 | m2 | 480
REF | ELEMENTS | No | Length | Width | Depth | Total | Rate | Unit | Unit Rate
|  | a | b | c | d | e = a*b*c*d | r
418 | GARDEN WORKS
415.1 | Landscaping | [6 empty] | m2 | 12000
| * Landscaping including layerworks and topsoil | 1 | 1 | 1 | 1 | 1 | 12000 | m2 | 12000

## Measurements
PROJECT : FINANCIAL BUDGETING SERVICE FOR PROPOSED WAREHOUSE
QUANTITIES TAKE-OFF ON PLAN
CODE | DESCRIPTION | MULTIPLIER | LENGTH | WIDTH | HEIGHT | QTY | UNIT | TOTAL
| Gross Floor Area (GFA) | [5 empty] | m2 | 944.5729
| Main area A | - | 17.22 | 23.97 | - | 412.7634
| B | - | 15.22 | 16.697 |  | 254.1283
| C | - | 10.33 | 16.7 |  | 172.511
| Covered Driveway D | - | 15.22 | 6.91 | - | 105.1702
1 | PRIMARY ELEMENTS
100 | Foundations | [5 empty] | m2 | 944.5729
Area on plan of structure having foundations, measured over walls.
| As per GFA |  |  |  |  | 944.5729
100.1 | Unreinforced strip footings | [5 empty] | m | 45.82
| Unreinforced strip footings of 25 Mpa concrete size 500 x 450mm in trenches total 300mm deep for external footings | [5 empty] | m | 24.25
| Dwg No-91/97/01 1 | 1 | 0.7 |  |  | 0.7
| 2 | 1 | 1.3 |  |  | 1.3
| 3 | 1 | 5.55 |  |  | 5.55
| 4 | 1 | 1.1 |  |  | 1.1
| 5 | 1 | 4.4 |  |  | 4.4
| 6 | 1 | 1.6 |  |  | 1.6
| 7 | 1 | 2.5 |  |  | 2.5
| 8 | 1 | 5.5 |  |  | 5.5
| 9 | 1 | 1.6 |  |  | 1.6
| Unreinforced strip footings of 25 Mpa concrete size 500 x 450mm in trenches total 300mm deep for external footings | [5 empty] | m | 21.57
| 10 | 1 | 21.57 |  |  | 21.57
100.2 | Reinforced strip footings | [5 empty] | m
N/a
100.3 | Straps and foundation beams | [5 empty] | m | 93.99
| Reinforced Foundation beams size 500 x 450mm in trenches total 300mm deep for external beams | [6 empty] | 70.02
| Beam 1 | 1 | 22.34 |  |  | 22.34
| Beam 2 | 1 | 14.02 |  |  | 14.02
| Beam 3 | 1 | 10.85 |  |  | 10.85
| Beam 5 | 1 | 2.45 |  |  | 2.45
| Beam 6 | 1 | 5.8 |  |  | 5.8
| Beam 7 | 1 | 14.56 |  |  | 14.56
| Reinforced Foundation beams of 25MPa size 1700 x 450mm in trenches total 300mm deep for external beams | [6 empty] | 23.97
| Beam 4 | 1 | 23.97 |  |  | 23.97
100.4 | Columns, column bases and pile caps | [5 empty] | No | 18
| 25MPa Reinforced concrete Column base Type A size 1200 x 1200 x 450mm deep in trences 300mm for external bases | [6 empty] | 11
| Type A | 11 |  |  |  | 11
| 25MPa Reinforced concrete Column base Type B size 1500 x 1500 x 450mm deep in trences 300mm for external and internal bases | [6 empty] | 6
| Type B | 6 |  |  |  | 6
| 25MPa Reinforced concrete Column base Type C size 1500 x 750 x 450mm deep in trences 300mm for external bases | [6 empty] | 1
| Type C | 1 |  |  |  | 1
100.5 | Lift shaft bases | [5 empty] | No
N/a
100.6 | Brick and block walls | [5 empty] | m | 23.53
| One block wall of hollow concrete blocks crossbonded in Class 2 mortar with brickforce every 2nd course. 2850mm high to underside of raised platform level. | [5 empty] | m | 23.53
| Lbl 10 on dwg no 91/97/01 | 1 | 23.53 |  |  | 23.53
100.7 | Reinforced concrete walls | [5 empty] | m
N/a
100.8 | Rock, etc excavation | [5 empty] | m3 | 3.878
| Extra over for Rock in excavation | [5 empty] | m3 | 3.878
| 10% of excavation volume | 0.1 | 46 | 0.5 | 0.3 | 0.69
|  | 0.1 | 70 | 0.5 | 0.3 | 1.05
|  | 0.1 | 24 | 1.7 | 0.3 | 1.224
A | 11 | 0.1 | 1.2 | 1.2 | 0.3 | 0.4752
B | 6 | 0.1 | 1.5 | 1.5 | 0.3 | 0.405
C | 1 | 0.1 | 1.5 | 0.75 | 0.3 | 0.03375
100.9 | Sundries | [5 empty] | m2 | 1
| Keep excavations free of water | [5 empty] | Item | 1
| Item | 1 |  |  |  | 1
101 | Ground Floor Construction | [5 empty] | m2 | 944.5729
Area on plan of ground floor construction, measured over walls.
| As per GFA |  |  |  |  | 944.5729
101.1 | Solid Floors | [5 empty] | m2 | 412.7634
| 150mm thick 25 Mpa concrete Surface bed including Ref 193 mesh reinforcing, 250 Micron Gunplas green DPM and on subgrade compacted to 95% Mod AASHTO.Placed on 50mm thick river sand bed . | [5 empty] | m2 | 666.8917
| A |  |  |  |  | 412.7634
| B |  |  |  |  | 254.1283
101.2 | Suspended Floors | [5 empty] | m2 | 0
150 mm thick 25MPa reinforced suspended floor slab with formwork to sides and soffit
101.3 | Steps | [5 empty] | m2
n/a
101.4 | Ramps | [5 empty] | m2
N/a
102 | Structural Frame | [5 empty] | m2 | 668
Area on plan of structural floor and roof slabs measured over small openings and staircases (deduct area of lift shafts and large openings).
| As per Office floor | 1 |  |  |  | 668
102.1 | Slabs | [5 empty] | m2 | 172.511
25MPa reinforced concrete slab including reinforcing and formwork
| Office |  | 16.7 | 10.33 |  | 172.511
102.2 | Ramps | [5 empty] | m2 | 27
25MPa reinforced concrete ramp including reinforcing and formwork
|  |  | 9 | 3 |  | 27
102.3 | Staircases | [5 empty] | m2 | 6.82
25MPa reinforced concrete stairs comprising two in-line flights each 1100mm wide, one landing 2200mm wide, overall rise 2856mm high, including 110kg/m3 and rough formwork
| Office block staircase |  | 3.1 | 2.2 |  | 6.82
102.4 | Columns supporting slabs | [5 empty] | m | 14.125
30MPa reinforced concrete columns (440x440mm) including formwork, reinforcing and rub down and paint
|  | 5 | 1 | 1 | 2.825 | 14.125
102.5 | Beams | [5 empty] | m | 33.4
250x600 25MPa RC beams including 160kg/m3 reinforcing and formwork
|  | 2 | 16.7 | 1 | 1 | 33.4
103 | Independent Structural Components | [5 empty] | m2 | 944.5729
Construction area
| As per GFA |  |  |  |  | 944.5729
103.1 | Ramps | [5 empty] | m2
N/a
103.2 | Staircases | [5 empty] | m2
N/a
103.3 | Slabs in unframed structures | [5 empty] | m2
N/a
103,4 | Independent columns | [5 empty] | m | 26
30MPa reinforced concrete columns (220x220mm) including formwork, reinforcing and rub down and paint
|  | 5 | 1 | 1 | 5.2 | 26
103.5 | Beams | [5 empty] | m
N/a
103.6 | Portal frames | [5 empty] | m
N/a
104 | External Envelope | [5 empty] | m2 | 646.3204
Area on elevation of the external envelope of the building in line with the general faces of the building and measured over openings, columns, slab edges, etc and including gable walls.
| North Elevation | 1 | 32.54 |  | 6 | 195.24
|  | 2 | 1.5 |  | 6 | 18
| East Elevation | 1 | 16.7 |  | 6 | 100.2
|  | 1 | 5.4 |  | 6.9 | 37.26
|  | 1 | 2.5 |  | 6.9 | 17.25
|  | -1 | 4.5 |  | 4.5 | -20.25
| South Elevation | 1 | 32.54 |  | 6 | 195.24
|  | -1 | 1.8 |  | 6 | -10.8
|  | -1 | 12.33 |  | 1.62 | -19.9746
|  | -1 | 3.5 |  | 6 | -21
| West Elevation | 1 | 23.87 |  | 6 | 143.22
|  | 0.5 | 23.87 |  | 1 | 11.935
104.1 | Brick and block walls | [5 empty] | m2 | 674.1204
| One brick wall of Corobik NFP common hard burned bricks with crimp galvanised brick reinforcing every 4th courses in a class ii mortar of 5:1 | [5 empty] | m2 | 155.155
| West Elevation | 1 | 23.87 |  | 6 | 143.22
|  | 0.5 | 23.87 |  | 1 | 11.935
| Extra over NFP brick for Terracotta Facebrick built in class ii mortar including galvanised brick reinforcement every 4th course | [5 empty] | m2 | 491.1654
| North Elevation | 1 | 32.54 |  | 6 | 195.24
|  | 2 | 1.5 |  | 6 | 18
| East Elevation | 1 | 16.7 |  | 6 | 100.2
|  | 1 | 5.4 |  | 6.9 | 37.26
|  | 1 | 2.5 |  | 6.9 | 17.25
|  | -1 | 4.5 |  | 4.5 | -20.25
| South Elevation | 1 | 32.54 |  | 6 | 195.24
|  | -1 | 1.8 |  | 6 | -10.8
|  | -1 | 12.33 |  | 1.62 | -19.9746
|  | -1 | 3.5 |  | 6 | -21
|  | -1 | 3 |  | 0.8 | 2.4
|  | -1 | 5.5 |  | 0.8 | 4.4
| Extra over NFP brick for Cement grille blocks | [5 empty] | m2 | 27.8
|  | 1 | 3.5 |  | 6 | 21
|  | 1 | 3 |  | 0.8 | 2.4
|  | 1 | 5.5 |  | 0.8 | 4.4
104.2 | Reinforced concrete walls | [5 empty] | m2
N/a
104.3 | Curtain walls | [5 empty] | m2
N/a
104.4 | Precast cladding | [5 empty] | m2
N/a
104.5 | External finishes | [5 empty] | m2 | 155.155
| 20mm Plaster to walls with one coat universal primer and 2 coats external quality PVA paint to walls | [5 empty] | m2 | 155.155
| West Elevation | 1 | 23.87 |  | 6 | 143.22
|  | 0.5 | 23.87 |  | 1 | 11.935
104.6 | Windows | [5 empty] | m2 | 38.2214 | Query
| Galvanised hot dipped small pane residential section window incl. 4mm clear sheet glass, fibre cement cill externally set raking and projecting slightly, plaster and paint to reveals internally, incl precast concrete lintols over opening, dpc, etc | [5 empty] | m2 | 37.2524
| Type NC1 | 2 | 5.5 | 1.2 |  | 13.2
|  | 1 | 3 | 1.2 |  | 3.6
| Type NC2 | 1 | 3 | 0.5 |  | 1.5
| Type ND510 | 6 | 1.51 | 1.54 |  | 13.9524
|  | 1 | 2.5 | 2 |  | 5
| Galvanised hot dipped small pane residential section window incl. 4mm obscure glass, fibre cement cill externally set raking and projecting slightly, plaster and paint to reveals internally, incl precast concrete lintols over opening, dpc, etc | [5 empty] | m2 | 0.969
| Type NC2 | 1 | 1.02 | 0.95 |  | 0.969
104.7 | Shopfronts and similar entrance screens | [5 empty] | m2
N/a
104.8 | Doors | [5 empty] | No | 5
| 813 x 2300mm high aluminium pivot entrance door including ironmongery | [5 empty] | No | 1
| Front door | 1 |  |  |  | 1
| Class B firedoor 877 x 2064mm high incl 1.6mm galvanised mild steel frame with 25mm rebate all round and 1 pair of wrap around steel hinges for 220mm brick wall and preparing frame for door closer and lock. | [5 empty] | No | 4
| Warehouse doors | 4 |  |  |  | 4
104.9 | Special doors - Roller Shutter Doors | [5 empty] | No | 2
| Roll-up Serranda GMS chain operated 75 x 0.6mm thick slatted curtain roller shutter primed and painted for opening 4500 x 4500mm high | [5 empty] | No | 1
| Warehouse entrance |  |  |  |  | 1
| 900 x 2100mm high galvanised mild steel single meter room door complete with door frame incl bow handles, barrel bolts, latches, etc. | [6 empty] | 1
| Meter room | 1 |  |  |  | 1
105 | Roofs | [5 empty] | m2 | 777.72
Area of the roof covering and waterproofing measured in the various planes of the roof over parapets, box gutters, etc (Area measured on slope)
| As per Warehouse footprint |  |  |  | 668.63 | 668.63
| Covered driveway |  |  |  | 109.09 | 109.09
105.1 | Construction (other than concrete) Structural Steel purlins provided for by S/Steel sub-contractor | [5 empty] | t | 17.8876
| Structural steel portal frame including connection plates, base plates, purlins, etc including paintwork (Allowance of 23kg's per m2) | [5 empty] | t | 17.8876
|  | 23 | 777.72 | 0.001 |  | 17.8876
105.15 | Coverings | [5 empty] | m2 | 1337.848
| 0,5mm Brownbuilt KLIP-LOK 700 IBR profile interlocking roof sheeting, white Chromadek, fixed to steel (elsewhere) with KL 700 clips screw fixed to purlins secured with 3No. 10-24 x 16mm long cadmium plated Class 3 wafer head self tapping screws and including Denso tape to structural purlins , all in accordance with manufacturer's recommendations: | [5 empty] | m2 | 1337.848
| Lower roof | 2 | 14.6 | 38.95 | 1 | 1137.34
| Upper roof | 1 | 8.4 | 23.87 | 1 | 200.508
105.2 | Roof, lantern and southlights | [5 empty] | m2 | 66.8924
| 1,25mm Thick IBR D.686 Flekspan (narrow flute out) profile tinted white (Opal 50) colour, code P101 polycarbonate translucent side cladding fixed at a pitch exceeding 10° and fastened to supports through each crown of the profile and side stitched to adjacent sheet not exceeding 500mm with minimum 150mm sealed end laps to rails at approximately 1500mm centres | [5 empty] | m2 | 66.8924
| Lower roof | 2 | 14.6 | 38.95 | 1 | 56.867
| Upper roof | 1 | 8.4 | 23.87 | 1 | 10.0254
105.25 | Waterproofing | [5 empty] | m2
n/a
105.3 | Insulation | [5 empty] | m2 | 1337.848
| 50mm non-combustible Factorylite with white metalized foil facing on galvanised wire at 300mm centres. Affix to the roof apex and unroll the blanket with the foil facing down. Overlapping foil edges to be stapled together | [5 empty] | m2 | 1337.848
| Lower roof | 2 | 14.6 | 38.95 | 1 | 1137.34
| Upper roof | 1 | 8.4 | 23.87 | 1 | 200.508
105.35 | Trafficable surfaces | [5 empty] | m2
N/a
105.4 | Eaves | [5 empty] | m | 93.6
| GMS molded flashing to protect against wind loads etc. & 150x150mm Aluminium box gutters | [5 empty] | m | 93.6
| North and South | 2 | 46.8 |  |  | 93.6
105.45 | Verges | [5 empty] | m | 58.4
| Enclosed by GMS molded flashing to protect against wind loads etc. | [5 empty] | m | 58.4
| East and West | 2 | 2 | 14.6 |  | 58.4
105.5 | Accessories and flashings | [5 empty] | m | 102.55
| 0.8mm Colour coated twice bent apron flashing 400mm girth | [5 empty] | m | 102.55
| North - Upper roof | 1 | 1 | 32.4 |  | 32.4
| South - Upper roof | 1 | 1 | 32.4 |  | 32.4
External corner trim flashing once bent 660mm girth
| North - Lower roof | 1 | 1 | 10.15 |  | 10.15
| South - Lower roof | 1 | 1 | 12.6 |  | 12.6
Counter flashing, 154mm girth, fixed using SAF 700 flashing sliders
| North - Lower roof | 1 | 1 | 15 |  | 15
105.55 | Downpipes | [5 empty] | m | 42.6
| 160mm Diameter uPVC rainwater downpipe incl swanneck, offsets, shoes, etc, painted externally with 1 coat primer and 2 coats emulsion paint | [5 empty] | m | 42.6
| At corners | 6 | 7.1 |  |  | 42.6
105.6 | Ventilators | [5 empty] | No
N/a
105.65 | Dormers | [5 empty] | No
N/a
105.7 | Chimneys | [5 empty] | No
N/a
106 | Internal Divisions | [5 empty] | m2 | 170.085
Area on elevation of internal divisions measured over all openings, columns, etc
| 110mm Brick wall | 1 | 1 | 1 | 1 | 1 | m2 | 144.03
| 220mm Brick Wall | 1 | 1 | 1 | 1 | 1 | m2 | 26.055
106.1 | Brick and block walls | [5 empty] | m2 | 144.03
| TYPE A: Half brick wall of type NFP clay bricks in class II mortar, incl brickforce reinforcement every 5th course | [5 empty] | m2 | 144.03
| at ground level | 1 | 16.68 | 2.7 | 1 | 45.036
|  | 1 | 3.67 | 2.7 | 1 | 9.909
|  | 2 | 3.14 | 2.7 | 1 | 16.956
|  | 2 | 2.13 | 2.7 | 1 | 11.502
|  | 3 | 2.42 | 2.75 | 1 | 19.965
| entrance loby | 1 | 5.35 | 2.7 | 1 | 14.445
|  | 1 | 2.2 | 2.7 | 1 | 5.94
|  | 1 | 0.99 | 2.7 | 1 | 2.673
| female WC | 1 | 2.81 | 2.7 | 1 | 7.587
|  | 1 | 1.91 | 2.7 | 1 | 5.157
|  | 1 | 1.8 | 2.7 | 1 | 4.86
| at 1st floor level | 1 | 5.95 | 2.7 | 1 | 16.065
|  | 1 | 3.68 | 2.7 | 1 | 9.936
|  | 3 | 3.15 | 2.7 | 1 | 25.515
|  | 2 | 1.8 | 2.7 | 1 | 9.72
| TYPE B: Double skin brick wall of type NFP clay bricks in class II mortar, incl brickforce reinforcement every 5th course | [5 empty] | m2 | 26.055
| at ground level | 1 | 5.05 | 2.7 | 1 | 13.635
| at 1st floor level | 1 | 4.6 | 2.7 | 1 | 12.42
106.2 | Reinforced concrete walls | [5 empty] | m2
N/a
106.3 | Borrowed lights | [5 empty] | m2 | 11
| Galvanised hot dipped small pane residential section window incl. 4mm clear sheet glass, fibre cement cill externally set raking and projecting slightly, plaster and paint to reveals internally, incl precast concrete lintols over opening, dpc, etc | [5 empty] | m2 | 11
| ND9 | 10 | 1 | 1.1 |  | 11
106.4 | Doors | [5 empty] | No | 11
| 44mm semi-solid flush timber door, size 813X2032mm with hot dipped galvanised pressed metal jamb linings for 115mm wall with 100x70mm PC lintol over; one coat primer; and two coats PVA emulsion paint to door and frame. Ironmongery incl. 2-lever lockset and CP handles | [5 empty] | No | 11
| Internal doors | 11 |  |  |  | 11
106.5 | Special doors | [5 empty] | No
N/a
107 | Partitions | [5 empty] | m2 | 43.983
Areas on elevation of partitions measured over doors, sidelights, fanlights and borrowed lights
| at 1st floor level | 1 | 1 | 1 | 1 | 1 |  | 43.983
107.1 | Partitions | [5 empty] | m2 | 43.983
| at 1st floor level | 1 | 16.29 | 2.7 | 1 | 43.983 | m2 | 43.983
107.2 | Doors | [5 empty] | No | 2
| at 1st floor level | 2 |  |  |  |  | No | 2
108 | Floor Finishes | [5 empty] | m2 | 944.57
Area on plan of floors measured over walls, small openings and staircases
| As per GFA |  |  |  |  | 944.57
108.1 | Applied floor finishes | [5 empty] | m2 | 900.1456
| White Vinyl tiles (PC R80/m2) 400 x 400 mm fixed with adhesive on 4:1 cement screed | [5 empty] | m2 | 73.2982
| GF-Male changroom |  | 2.788 | 4.7 |  | 13.1036
| toilets |  | 4.883 | 2.81 |  | 13.7212
| staff dining room |  | 6.108 | 4.7 |  | 28.7076
| FF-toilets |  | 3.82 | 2.92 |  | 11.1544
| tea kitchen |  | 1.8 | 3.673 |  | 6.6114
| 500 X 500X 2mm Thick Marley carpet tiles fixed with adhesive on and including 30mm thick cement screed | [5 empty] | m2 | 140.9221
| GF-Entrance lobby |  | 1.11 | 5.35 |  | 5.9385
|  |  | 1.11 | 1.5 |  | 1.665
| FF- |  | 1.1 | 2.5 |  | 2.75
|  |  | 1.1 | 3.3 |  | 3.63
|  |  | 2.2 | 4.5 |  | 9.9
|  |  | 3.908 | 10 |  | 39.08
|  |  | 6.217 | 5.8 |  | 36.0586
|  |  | 4.19 | 10 |  | 41.9
| Powerfloated concrete done by CLF(Concrete laser flooring) | [5 empty] | m2 | 580.7551
| Warehouse A |  | 17.22 | 23.97 |  | 412.7634
| B |  | 4.83 | 1.137 |  | 5.4917
| B |  | 16.25 | 10 |  | 162.5
| 100mm thick asphalt premix layed on a 50mm G5 | [5 empty] | m2 | 105.1702
| D |  | 15.22 | 6.91 |  | 105.1702
108.2 | Stair and ramp finishes | [5 empty] | m2 | 11.375
| 500 X 500X 2mm Thick Marley carpet tiles fixed with adhesive on and including 30mm thick cement screed | [5 empty] | m2 | 11.375
| Stairs |  | 4.55 | 2.5 |  | 11.375
108.3 | Skirtings, etc | [5 empty] | m | 21.62
| 19 X 75mm High SA Pine skirting finished with 2 coats varnish | [5 empty] | m | 21.62
| Staff Dining room | 2 | 4.7 |  |  | 9.4
|  | 2 | 6.11 |  |  | 12.22
109 | Internal Wall Finishes | [5 empty] | m2 | 1055.6956
Area on elevation of internal finishes to all walls measured between unfinished floor and ceiling and over doors, windows, etc.
Warehouse
| West |  | 23.53 |  | 6 | 141.18 | 162.357
|  | 0.5 | 23.53 |  | 1.8 | 21.177
| North |  | 32.1 |  | 6 | 192.6 | 192.6
| South |  | 15.5 |  | 6 | 93 | 191.58
|  |  | 2.3 |  | 6 | 13.8
|  |  | 5.6 |  | 6 | 33.6
|  |  | 15.2 |  | 6 | 91.2
| Ddt large openings | 2 | 4 |  | 1.5 | 12
|  |  | 3.1 |  | 1.2 | 3.72
|  |  | 3.6 |  | 0.5 | 1.8
|  |  | 4.5 |  | 5 | 22.5
| East |  | 16.26 |  | 6 | 97.56 | 135.79
| DDt large openings |  | 5.5 |  | 0.7 | 3.85
|  |  | 5.5 |  | 1.2 | 6.6
|  |  | 5.5 |  | 1.2 | 6.6
|  |  | 2.3 |  | 1.6 | 3.68
|  |  | 3.5 |  | 0.6 | 2.1
|  |  | 3 |  | 0.7 | 2.1
|  |  | 3.5 |  | 6 | 21
GF-Office Block
| male changeroom | 1 | 2.788 |  | 2.7 | 7.5276 | 32.9076
|  | 2 | 4.7 |  | 2.7 | 25.38
| toilets | 2 | 4.83 |  | 2.7 | 26.082 | 61.092
|  | 2 | 3.03 |  | 2.7 | 16.362
|  | 2 | 3.03 |  | 2.1 | 12.726
|  | 2 | 1.91 |  | 2.1 | 8.022
|  | 2 | 2.02 |  | 2.1 | 8.484
|  | 2 | 0.9 |  | 2.1 | 3.78
|  | 4 | 1 |  | 2.1 | 8.4
|  | 2 | 0.79 |  | 2.1 | 3.318
| staff dining room | 1 | 6.11 |  | 2.7 | 16.497 | 29.187
|  | 1 | 4.7 |  | 2.7 | 12.69
| entrance lobby | 1 | 1.1 |  | 2.7 | 2.97 | 33.075
|  | 1 | 5.35 |  | 2.7 | 14.445
|  | 2 | 2.4 |  | 2.7 | 12.96
|  | 1 | 1 |  | 2.7 | 2.7
FF-Office Block
| General office |  | 6.12 |  | 2.7 | 16.524 | 16.524
| patition wall |  | 0.5 |  | 2.7 | 1.35 | 1.35
| Showroom/Manager office |  | 10.07 |  | 2.7 | 27.189 | 27.189
| partition wall |  | 10.07 |  | 2.7 | 27.189 | 67.932
|  |  | 4.94 |  | 2.7 | 13.338
|  |  | 10.15 |  | 2.7 | 27.405
| Female toilets | 2 | 2.92 |  | 2.7 | 15.768 | 20.628
|  | 2 | 0.9 |  | 2.7 | 4.86
| Male Toilets | 2 | 2.81 |  | 2.7 | 15.174 | 46.062
|  | 2 | 2.92 |  | 2.7 | 15.768
|  | 4 | 1 |  | 2.1 | 8.4
|  |  | 1.2 |  | 2.1 | 2.52
|  | 2 | 1 |  | 2.1 | 4.2
| Tea Kitchen | 2 | 1.8 |  | 2.7 | 9.72 | 29.538
|  | 2 | 3.67 |  | 2.7 | 19.818
| Reception |  | 2.92 |  | 2.7 | 7.884 | 7.884
109.1 | Finishes | [5 empty] | m2 | 494.9826
| 2 Coats plaster, 1 undercoat and 2 coats interior PVA paint to walls | [5 empty] | m2 | 276.216
GF-Office Block
| staff dining room | 1 | 6.11 |  | 2.7 | 16.497 | 29.187
|  | 1 | 4.7 |  | 2.7 | 12.69
| entrance lobby | 1 | 1.1 |  | 2.7 | 2.97 | 33.075
|  | 1 | 5.35 |  | 2.7 | 14.445
|  | 2 | 2.4 |  | 2.7 | 12.96
|  | 1 | 1 |  | 2.7 | 2.7
FF-Office Block
| General office |  | 6.12 |  | 2.7 | 16.524 | 16.524
| Showroom/Manager office |  | 10.07 |  | 2.7 | 27.189 | 27.189
| Reception |  | 2.92 |  | 2.7 | 7.884 | 7.884
Warehouse
| West |  | 23.53 |  | 6 | 141.18 | 162.357
|  | 0.5 | 23.53 |  | 1.8 | 21.177
| 1 undercoat and 2 coats interior PVA paint to partition walls | [5 empty] | m2 | 28.539
| General office-patition wall |  | 0.5 |  | 2.7 | 1.35 | 1.35
| Showroom-partition wall |  | 10.07 |  | 2.7 | 27.189 | 27.189
| White glazed wall tiles fixed with adhesive to plastered walls | [5 empty] | m2 | 190.2276
GF-Office Block
| male changeroom | 1 | 2.788 |  | 2.7 | 7.5276 | 32.9076
|  | 2 | 4.7 |  | 2.7 | 25.38
| toilets | 2 | 4.83 |  | 2.7 | 26.082 | 61.092
|  | 2 | 3.03 |  | 2.7 | 16.362
|  | 2 | 3.03 |  | 2.1 | 12.726
|  | 2 | 1.91 |  | 2.1 | 8.022
|  | 2 | 2.02 |  | 2.1 | 8.484
|  | 2 | 0.9 |  | 2.1 | 3.78
|  | 4 | 1 |  | 2.1 | 8.4
|  | 2 | 0.79 |  | 2.1 | 3.318
| Female toilets | 2 | 2.92 |  | 2.7 | 15.768 | 20.628
|  | 2 | 0.9 |  | 2.7 | 4.86
| Male Toilets | 2 | 2.81 |  | 2.7 | 15.174 | 46.062
|  | 2 | 2.92 |  | 2.7 | 15.768
|  | 4 | 1 |  | 2.1 | 8.4
|  |  | 1.2 |  | 2.1 | 2.52
|  | 2 | 1 |  | 2.1 | 4.2
| Tea Kitchen | 2 | 1.8 |  | 2.7 | 9.72 | 29.538
|  | 2 | 3.67 |  | 2.7 | 19.818
109.2 | Rails, etc | [5 empty] | m
N/a
110 | Ceiling and Soffits | [5 empty] | m2 | 0
Area on plan of those portions of the building having soffit finishes and ceilings measured over walls, small openings and staircases (deduct area of lift shafts and large openings)
As per GFA
110.1 | Slab soffit finishes | [5 empty] | m2 | 162.6
| 1 Coats skimming plaster, 1 undercoat and 2 coats interior PVA paint to slab soffitt incl stairs and landing soffitt | [5 empty] | m2 | 162.6
| Ground Floor |  | 10 | 16.26 |  | 162.6
110.2 | Nailed-up ceilings | [5 empty] | m2 | 0
| N/a | [5 empty] | m2 | 0
110.3 | Suspended ceilings | [5 empty] | m2 | 162.6
| 600 x 600 x 12.5mm Gypsum Rhinoboard ceiling on galvanised suspended angles and croos tee's , and 1 undercoat and 2 coats interior PVA paint to ceiling board | [5 empty] | m2 | 162.6
| First floor |  | 10 | 16.26 |  | 162.6
110.4 | Bulkheads | [5 empty] | m
N/a
110.5 | Cornices, etc | [5 empty] | m | 51.64
| 75mm Coved gypsum cornice | [5 empty] | m | 51.64
| Showroom/Manager office |  | 10.07 |  |  | 10.07
| partition wall |  | 10.07 |  |  | 10.07
|  | 2 | 4.94 |  |  | 9.88
| staff dining room | 2 | 6.11 |  |  | 12.22
|  | 2 | 4.7 |  |  | 9.4
111 | Fittings | [5 empty] | m2 | 0
Construction area.
As per GFA
111.2 | Lockers plugged to walls | [5 empty] | m | 6
| Male Change rooms |  | 6 |  |  | 6
111.3 | Kitchen floor units | [5 empty] | m | 4.5
| 900mm High melamine faced and edged kitchen floor units, incl ironmongery | [5 empty] | m | 4.5
| Kitchen |  | 4.5 |  |  | 4.5
111.4 | Kitchen wall units | [5 empty] | m | 3
| 600mm High melamine faced and edged kitchen wall units, incl ironmongery | [5 empty] | m | 3
| Kitchen |  | 3 |  |  | 3
112 | Electrical Installation | [5 empty] | m2 | 845
Construction area
| As per GFA |  |  |  |  | 845
112.1 | Installation | [5 empty] | m2 | 845
| Installation of standard domestic lighting and power circuits with sheet metal distribution board etc | [5 empty] | m2 | 845
| As per GFA |  |  |  |  | 845
112.2 | Special light fittings | [5 empty] | No
N/a
112.3 | Builders work | [5 empty] | m2 | 845
| Builders work incl. profit and attendance on specialist contractor | [5 empty] | m2 | 845
| As per GFA |  |  |  |  | 845
113 | Internal Plumbing | [5 empty] | No | 14
Number of sanitary fittings excluding geysers
| WHB | 5 |  |  |  | 5
| Shower | 2 |  |  |  | 2
| WC | 5 |  |  |  | 5
| Wash-up sink | 2 |  |  |  | 2
113.05 | Sanitary fittings | [5 empty] | No | 14
| Standard wash hand basin size 455 X 290mm on concealed brackets fixed to wall (colour white), complete with 2 taps, waste unions, trap etc | [5 empty] | No | 5
| Male & Female Ablution | 5 |  |  |  | 5
| Standard WC Suite (white) comprising pan and low level cistern with double flap seat | [5 empty] | No | 5
| Male & Female Ablution | 5 |  |  |  | 5
| Shower size 900 X 900mm complete with 2 taps, waste union, and trap etc | [5 empty] | No | 2
| Male Ablution | 2 |  |  |  | 2
| Mewa stainless steel deluxe model kitchen sink top size 1000 X 600mm | [5 empty] | No | 2
| Kitchen | 2 |  |  |  | 2
113.1 | Sanitary fitting sundries | [5 empty] | No | 17
| White glazed ceramic single soap dish | [5 empty] | No | 3
| Ablutions & Staff Dinning Room | 3 |  |  |  | 3
| White glazed ceramic semi-recessed toilet paper holder | [5 empty] | No | 5
| Ablutions | 5 |  |  |  | 5
| Halcast 20mm diameter chrome plated towel rail 600mm long | [5 empty] | No | 4
| Ablutions | 4 |  |  |  | 4
| 6mm silver backed mirror size 450 X 600mm with bevelled and polished edges and CP caps to screw heads | [5 empty] | No | 5
| Ablutions | 5 |  |  |  | 5
113.15 | Sanitary plumbing | [5 empty] | No | 4
| Soil waste and vent pipes to fittings | [5 empty] | No | 4
| Handbasin | 1 |  |  |  | 1
| Shower | 1 |  |  |  | 1
| WC | 1 |  |  |  | 1
| Wash-up sink | 1 |  |  |  | 1
113.2 | Plumbing duct covers | [5 empty] | No
N/a
113.25 | Cold water supplies | [5 empty] | No | 4
| Cold Water supplies incl copper pipes, capillary fittings etc | [5 empty] | No | 4
| Handbasin | 1 |  |  |  | 1
| Bath | 1 |  |  |  | 1
| WC | 1 |  |  |  | 1
| Wash-up sink | 1 |  |  |  | 1
113.3 | Water storage tanks | [5 empty] | No
N/a
113.35 | Hot water supplies | [5 empty] | No | 3
| Hot water supplies incl copper pipes, capillary fittings etc | [5 empty] | No | 3
| Handbasin | 1 |  |  |  | 1
| Bath | 1 |  |  |  | 1
| Wash-up sink | 1 |  |  |  | 1
113.4 | Geysers | [5 empty] | No | 1
| Kwikot 250L hot water cylinder, 300Kpa, 4 KW incl tray fixed on top of roofing members | [5 empty] | No | 1
| Ceiling installation | 1 |  |  |  | 1
113.45 | Boilers | [5 empty] | No
N/a
113.5 | Booster pumps | [5 empty] | No
N/a
113.55 | Solar heating | [5 empty] | No
N/a
113.6 | Supply heat pumps | [5 empty] | No
N/a
114 | Fire Services | [5 empty] | No | 10
Number of fire service fittings
| N/a |  |  |  |  | 10
114.1 | Fire stops to vertical service shafts, ets | [5 empty] | m2
N/a
114.2 | Fire resistant paint, etc | [5 empty] | m2
N/a
114.3 | Extinguishers | [5 empty] | No | 8
| 8 | [5 empty] | No | 8
114.4 | Fire hose reels | [5 empty] | No | 2
| 2 | [5 empty] | No | 2
114.5 | Valve and hose couplings | [5 empty] | No
N/a
114.6 | Water supply | [5 empty] | No
N/a
114.7 | Water storage tanks | [5 empty] | No
N/a
114.8 | Booster pumps | [5 empty] | No
N/a
115 | Balustrading, etc | [5 empty] | m | 15
Length of all balustrading, parapet walls, etc
1000mm High Wecroloc
115.1 | Balustrade walls | [5 empty] | m2 | 0
N/a
115.2 | Parapet walls | [5 empty] | m2
N/a
115.3 | Steel balustrading | [5 empty] | m | 15
| 1000mm High Wecroloc | 15 |  |  |  |  | 15
115.4 | Timber balustrading | [5 empty] | m
N/a
115.5 | Other balustrading | [5 empty] | m
N/a
116 | Miscellaneous Items | [5 empty] | m2 | 0
Construction area
N/a
116.1 | Flor ducts | [5 empty] | m
N/a
116.2 | Other | [5 empty] | No
N/a
2 | SPECIAL INSTALLATIONS
200 | Piling | [5 empty] | m2 | 0
Area on plan of lowest floor having piled foundations
N/a
200.1 | Sheet piling | [5 empty] | m2
N/a
200.2 | Driven piles | [5 empty] | No
N/a
200.3 | Cast in-situ piles | [5 empty] | No
N/a
200.4 | Establishment, etc | [5 empty] | No
N/a
200.5 | Pile testing, etc | [5 empty] | m2
N/a
200.6 | Builders work | [5 empty] | m2
N/a
201 | Sun control screens, grilles, etc | [5 empty] | m2 | 0
Area on elevation of sun control screens, grilles, etc
N/a
202 | Raised access floors | [5 empty] | m2 | 0
Area on plan of those portions of the building having raised access floors measured over walls and small openings
N/a
203 | Special fire protection | [5 empty] | m2 | 0
Area on plan of the portions of the building protected
N/a
204 | Lifts | [5 empty] | No | 0
Number of lifts
N/a
205 | Escalators | [5 empty] | No | 0
Number of escalators
N/a
206 | Air Conditioning | [5 empty] | m2 | 45.7
Area on plan of the air conditioned portions of the building
| Offices & showroom |  |  |  |  | 45.7
206.1 | Air conditioning | [5 empty] | m2 | 45.7
| Air conditioning with 9000 BTU Carrier air-conditioning units | [5 empty] | m2 | 45.7
| Offices & showroom |  |  |  |  | 45.7
206.2 | Builders work | [5 empty] | m2 | 45.7
| Builders work incl. profit and attendance on specialist contractor | [5 empty] | m2 | 45.7
| Offices & showroom |  |  |  |  | 45.7
207 | Ventilation | [5 empty] | m2 | 33.43
Area on plan of the ventilated portions of the building
| 5% of Warehouse Area |  |  |  |  | 33.43
207.1 | Natural Ventilation Louvres | [5 empty] | m2 | 33.43
| Zincalume Louvres for natural ventilation (5% of warehouse floor area) | [5 empty] | m2 | 33.43
| 5% of Warehouse Area |  |  |  |  | 33.43
207.2 | Builder's Work | [5 empty] | m2 | 33.43
| Builders work incl. profit and attendance on specialist contractor | [5 empty] | m2 | 33.43
| 5% of Warehouse Area |  |  |  |  | 33.43
209 | Special electrical installations | [5 empty] | m2 | 945
Construction area
| As per GFA |  |  |  |  | 945
209.1 | Transformers | [5 empty] | No | 1
1
209.2 | Emergency generators | [5 empty] | No | 1
1
209.3 | Uninterputed power supply (UPS) | [5 empty] | No | 1
1
209.4 | Clean power Supply | [5 empty] | No | 1
1
209.5 | Other special installation | [5 empty] | No | 0
N/a
209.6 | Builders Work | [5 empty] | No | 4
4
210 | Other services | [5 empty] | m2 | 0
Construction area
N/a
211 | Compactors | [5 empty] | No | 0
Number of compactors
N/a
212 | Access control | [5 empty] | No | 0
Number of access control points
N/a
213 | Gondolas | [5 empty] | No | 0
Number of gondolas
N/a
214 | Stoves | [5 empty] | No | 0
Number of stoves
N/a
215 | Kitchen equipment | [5 empty] | m2 | 0
Area on plan of the portion of the building having kitchen equipment
N/a
216 | Specialised equipment | [5 empty] | m2 | 0
Area on plan of the portion of the building being served by specialsied equipment
N/a
217 | Security systems | [5 empty] | m2 | 957
Area on plan of the portion of the building having security systems
| As per GFA |  |  |  |  | 945
217.1 | Security Systems | [5 empty] | No | 6
| CCTV cameras |  |  |  |  | 5
| Turnstiles |  |  |  |  | 1
217.2 | Builders work | [5 empty] | No | 6
6
218 | Communication systems | [5 empty] | m2 | 0
Area on plan of the portion of the building having communication systems
N/a
219 | Prefabricated cold rooms | [5 empty] | No | 0
Number of prefabricated cold rooms
N/a
220 | Signage | [5 empty] | m2 | 976
Construction area
| As per GFA |  |  |  |  | 945
220.1 | Signage | [5 empty] | No | 30
| Directional Signage |  |  |  |  | 15
| Safety Signage |  |  |  |  | 15
220.2 | Signage pylon, towers ,etc. | [5 empty] | No | 0
N/a
220.3 | Builders work | [5 empty] | No | 1
1
221 | Artworks | [5 empty] | No | 0
Number of artworks
N/a
222 | Miscellaneous items | [5 empty] | m2 | 0
Construction area
N/a
4 | EXTERNAL WORKS AND SERVICES
400 | Soil Drainage | [5 empty] | m | 42.5
Length of soil drains measured over manholes from the feet of stacks to the connections, etc
| To Existing DC Sewer connection |  | 42.5 |  |  | 42.5
400.1 | Soil drains | [5 empty] | m | 42.5
| 110mm Class 6 UPVC pipe incl excav n.e. 1m deep, inspection / rodding eyes, gulleys, bends, junctions | [5 empty] | m | 42.5
| Entire length across site |  | 42.5 |  |  | 42.5
400.2 | Manholes | [5 empty] | No | 2
| 950mm x 950mm Manhole of one brick wall sides average 700mm deep internally including excavations, benching etc, with (No. 2) 110mm diamter inlets and (No. 1) 110mm diameter outlets complete with a 500 x 500mm heavy duty cast iron cover and frame and the whole on concrete base 1185 x 1185 x 150mm thick | [5 empty] | No | 2
| In trafficable area | 2 |  |  |  | 2
400.3 | Sand, Oil and Grease Traps | [5 empty] | No | 1
| 3690mm x 1750mm Sand, oil and grease trap of one brick wall sides and half brick walls dividing internal chambers average 1370mm deep internally including excavations, benching etc, with 110mm diamter cast iron pipes and juntions complete with (No. 3) 760 x 760mm heavy duty cast iron covers and frames and the whole on concrete base 4000 x 2000 x 250mm thick | [5 empty] | No | 1
| In trafficable area | 1 |  |  |  | 1
401 | Sub-surface water drainage | [5 empty] | m | 0
Length of sub-surface drains measured over catchpits to sumps
N/a
402 | Stormwater drainage | [5 empty] | m | 52.5
Length of stormwater channeling and piping measured over catchpits to connections
| 150mm diameter upvc S.W pipes |  |  |  |  | 2
| 200mm diameter upvc S.W pipes |  |  |  |  | 12.5
| 250mm Diameter Conc S.W pipes |  |  |  |  | 24
| 300mm Diameter Conc S.W pipes |  |  |  |  | 14
402.2 | Stormwater drains | [5 empty] | m | 52.5
150mm Diameter Class 34 UPVC pipes, including excavations n.e. 1m deep
| S.W Sump 2 to S.W Sump 3 |  | 2
200mm Diameter Class 34 UPVC pipes, including excavations n.e. 1m deep
| S.W Sump 5 to S.W Sump 3 |  | 12.5
250mm Diameter Class 75D Concrete pipes, including excavations n.e. 1m deep
| S.W Sump 1 to S.W Sump 3 |  | 24
300mm Diameter Class 75D Concrete pipes, including excavations n.e. 1m deep
| S.W MH1 to Ex S.W line |  | 14
402.3 | Catchpits, Manholes, sumps, etc | [5 empty] | No | 6
Brick sump 500 x 500mm, average 600mm deep internally incl. Cast iron grating and excavations with (No. 1) 250mm diameter concrete pipe outlet on a 750mm x 750mm x 150mm base
| S.W. Sump | 1 |  |  |  | 1
Brick sump 500 x 500mm, average 600mm deep internally incl. Cast iron grating and excavations with (No. 1) 150mm diameter upvc pipe outlet on a 750mm x 750mm x 150mm base
| S.W. Sump | 1 |  |  |  | 1
Brick sump 500 x 500mm, average 600mm deep internally incl. Cast iron grating and excavations with (No. 1) 200mm diameter inlet and (No.1) 250mm concrete pipe outlet on a 750mm x 750mm x 150mm base
| S.W. Sump | 1 |  |  |  | 1
Brick sump 500 x 500mm, average 600mm deep internally incl. Cast iron grating and excavations with (No. 1) 200mm diameter upvc pipe outlet on a 750mm x 750mm x 150mm base
| S.W. Sump | 1 |  |  |  | 1
Brick sump 500 x 500mm, average 600mm deep internally incl. Cast iron grating and excavations with (No. 1) 200mm diameter inlet and (No.1) 200mm upvc pipe outlet on a 750mm x 750mm x 150mm base
| S.W. Sump | 1 |  |  |  | 1
Precast concrete ring stormwater manhole 1000mm diameter and 600mm deep internally on a 1200mm x 1200mm x 200mm thick base with (No. 2) 250mm diameter concrete pipe inlets and (No. 1) 300mm diameter concrete pipe outlet to Existing DC stormwater line
| S.W. Ring MH | 1 |  |  |  | 1
403 | Water Supplies | [5 empty] | m | 40
Length of water piping from mains to building and over site
| From mains connection to building |  | 32 |  |  | 32
| Inside and around building |  | 8 |  |  | 8
403.1 | Incoming main | [5 empty] | m | 32
| 38mm Diameter copper pipe in trench incl all fittings and connections | [5 empty] | m | 32
| Mains conection to warehouse |  | 32 |  |  | 32
403.2 | Site reticulation | [5 empty] | m | 26
| 22mm Diam copper pipe in trench incl all fittings and connections | [5 empty] | m | 26
| To hose points in garden |  | 26 |  |  | 26
404 | Fire services | [5 empty] | m2 | 845
Length of water piping from mains to building and over site
404.1 | Fire Protection | [5 empty] | m2 | 845
| Fire hose reels, estinguishes, etc |  |  |  |  | 845
404.2 | Fire Signage | [5 empty] | m2 | 845
| Fire hose reels, estinguishes, escapes |  |  |  |  | 845
405 | External Electrical installations | [5 empty] | m | 26.5
Length of cables from mains to building and over site
| To connection |  | 26.5 |  |  | 26.5
405.1 | Incoming main | [5 empty] | m | 26.5
| Mains supply pipe incl all fittings | [5 empty] | m | 26.5
| Mains connection to warehouse |  | 26.5 |  |  | 26.5
405.2 | Site reticulation | [5 empty] | m
N/a
405.3 | Street, bollard, etc lighting | [5 empty] | No
N/a
405.4 | Floodlighting | [5 empty] | No | 8
| Flood lights |  |  |  |  | 8
406 | Connection Fees, Etc | [5 empty] | No | 4
Number of connections, etc
| Soil wastes | 1 |  |  |  | 1
| Stormwater | 1 |  |  |  | 1
| Water | 1 |  |  |  | 1
| Electricity | 1 |  |  |  | 1
406.1 | Soil drainage | [5 empty] | No | 1
| Fee for soil drainage connection | [5 empty] | No | 1
| Fee | 1 |  |  |  | 1
406.2 | Stormwater drainage | [5 empty] | No | 1
| Fee for stormwater drainage connection | [5 empty] | No | 1
| Fee | 1 |  |  |  | 1
406.3 | Water supplies | [5 empty] | No | 1
| Fee for water connection | [5 empty] | No | 1
| Fee | 1 |  |  |  | 1
406.4 | Fire service | [5 empty] | No
Included in water connection
406.5 | External electrical installation | [5 empty] | No | 1
| Fee for electrical connection | [5 empty] | No | 1
| Fee | 1 |  |  |  | 1
407 | Demolitions | [5 empty] | No | 0
Number of items demolished
N/a
408 | Site Clearence | [5 empty] | m2 | 1428.2
Area of site clearance
| Taken 3m around house |  | 16.8 | 12.75 |  | 214.2
408.1 | Site clearance | [5 empty] | m2 | 1214
| Clear the site of all rubbish, small trees and shrubs n.e. 200mm girth and vegetation before building activities | [5 empty] | m2 | 1214
| Taken Site area |  |  |  |  | 1214
408.2 | Trees | [5 empty] | No
N/a
408.1 | Hedges, fences, etc | [5 empty] | m2
N/a
409 | Earthworks | [5 empty] | m3 | 2870
Volume of excavation and / or filling
| Cut Volume |  |  |  |  | 1890
| Fill Volume |  |  |  |  | 980
410 | Boundary, Screen and Retaining Wall | [5 empty] | m2 | 156
Area on elevation of walls, etc
410.1 | Boundary, screen and retaining walls, etc | [5 empty] | m2 | 156
| 6m high 440mm facebrick retaining wall cross bonded in class 2 mortar with brickforce every 2nd course with weep holes in 1.5m centres layed on a 3 x 0.3m reinforced foundation of strength 25MPa | [5 empty] | m2 | 156
|  |  | 26 | 6 |  | 156
411 | Fencing and Gates | [5 empty] | m | 31
Length of fencing over gates
| North boundary |  | 31 |  |  | 31
411.1 | Fencing | [5 empty] | m | 31
| 2m High concrete palisade fencing incl all concrete posts and mesh fencing, etc | [5 empty] | m | 31
| North boundary |  | 31 |  |  | 31
411.2 | Gates | [5 empty] | No | 2
| Galvanised Mild Steel double gate size 3200 X 1600mm Incl automatic closing mechanism | [5 empty] | No | 1
| In front boundary | 1 |  |  |  | 1
| Galvanised Mild Steel mesh gate size 900 X 2100mm | [5 empty] | No | 1
| North Elevation | 1 |  |  |  | 1
412 | Roads, Pavings | [5 empty] | m2 | 180
Area on plan of roads, paving, etc
| Driveway |  | 15 | 12 |  | 180
412.1 | Roads | [5 empty] | m2 | 180
| Tarmacadam roadway incl sub-base, preparation and priming of surface | [5 empty] | m2 | 180
| Driveway |  | 15 | 12 |  | 180
|  |  | 6.8 | 6 |  | 40.8
412.2 | Pavings | [5 empty] | m2 | 64.73
| Tarmacadam paving incl sub-base, preparation and priming of surface | [5 empty] | m2 | 64.73
|  |  | 16.7 | 1.9 |  | 31.73
|  |  | 1.1 | 30 |  | 33
412.3 | Kerbs | [5 empty] | m | 12
| Figure 3 Precast concrete kerbing bedded in concrete | [5 empty] | m | 12
| Along driveway | 2 | 6 |  |  | 12
16.7
30
413 | Covered walkways, etc | [5 empty] | m2 | 0
Area on plan of covered parking, walkways, etc.
N/a
414 | Pergolas. Canopies, etc | [5 empty] | m2 | 0
Area on plan of pergolas, canopies, etc
N/a
415 | Minor construction work | [5 empty] | m2 | 10.9668
Area on plan of all minor construction work
Builders work in connection with bin area
| Bin Area |  | 2.22 | 4.94 |  | 10.9668
416 | Pools, etc | [5 empty] | No | 0
Number of pools
N/a
417 | Sports facilities | [5 empty] | No | 0
Number of sports facilities
N/a
418 | Garden Works | [5 empty] | ITEM | 1
Area on plan of garden work
| Garden works |  |  |  |  | 1
419 | Miscellaneous items | [5 empty] | No | 0
Number of miscellaneous site works
N/a